## Cover
|  |  | DATE | ${reportDate}
|  |  | REF NO. | ${projectCode}
|  |  | VALIDITY | ${duration}
QUOTATION
PROJECT : | ${projectName}
${regionName}
CLIENT : | ${clientName}
DATE : | 20th, Dec. 2014 | R-0 1st Submission
| ${reportDate} | R-1 1st Submission (Revised as per Mr. An's comments letter
on 26th Dec. 2014)
PERIOD OF VALIDITY : 1month
SUBMITTED BY :
SANYO ENGINEERING & CONSTRUCTION
VIETNAM Co., LTD. HO CHI MINH CITY BRANCH.
Unit A, 6 Fl., HDTC Building, 36 Bui Thi Xuan Street,
Ben Thanh Ward, District 1, Ho Chi Minh City.
(TEL) : (84-8) 62915386 (FAX) : (84-8) 62915387
Person in Charge: A. Kohno M/P 0902178978 (VN TEL.)

## Condition-1
CONDITIONS
1 | General
(1) | This quotation is based on the receiving requirement from ${clientName} dated ${reportDate}
Materials shall increase and / or decrease from our quotation, we shall claim accordingy.
(2) | This quotation included VAT, but it excluded import Tax, duty, SST & related VAT.
2 | Construction Period of Works
| Start | ${startDate} | Duration is ${duration}
| Finish | ${endDate}
This quotation does not included the expenses for conditions as stated below. When it get to these situations, we shall be entitled to claim for the additional expenses:
Delay of subjective works by others
Delay of delivery for equipment/material supplied by others.
Disaster, War, Disturbance, Civil strife, Changing of the local regulation and /or rules.
3 | Payment Condition
■US$ □VND □Japanese Yen
Advance Payment --- 20% of Contract Amount
Progress Payment --- Monthly Work Progress
Final Payment --- After finish work 01 month
Retention --- 0% of Contract amount
4 | Escalation
Our quotation cost are based on Dec./2014, excluding the expectation for escalation.
If those price may be more than 5% up and/or down from our unit rates due to the market price and/or
exchange rate, We shall be conference with you about those increace and/or decrease cost and will
claim accordingly.
5 | SEC will issue the certificate of guarantee for maintenance during maintenance period after receiving
certificate of completion Works for release the retention amount which shall be billed to Shimizu
Corporation accordingly.
6 | Application Procedure
SEC shall be support for making documentation for it. Those application shall done by others.
7 | Others
This quotation is included basic inquiry, only. The worls mentioned "By other" will be excluded.
The items not included in this quotation will be mentioned clearly in Brief Descrition Outline and
Quotation notes.

## Condition-2
9． | Classification of works & expenses
| 工事、経費区分表 |  |  |  | a* : | M/S Shimizu Corporation (SHMZ)
[5 empty] | b* : | Sanyo Eng. & Const Vietnam Co., Ltd. (SECV)
[5 empty] | c* : | Cooperation （協力）
[5 empty] | d* : | Exclusion (別途）
（Note）：（● related）
No. | Item |  |  |  |  | a* | b* | c* | d* | Remarks
A | General : 一般
| 1) Bidding and contracting procedures. |  |  |  |  | - | - | - | - | Nil
| 1) 入札及び契約作業 |  |  |  |  | - | - | - | - | Nil
| 2) BOND(Performance) |  |  |  |  | - |  |  | ●
2) 銀行保証
B | Design, shop & as-built drawings/documents :
設計、施工図、及び竣工図書
| 1) Preparation of a basic design drawings/documents. | [7 empty] | ●
基本設計図書作成
| 2) Preparation of a shop drawings/documents. | [7 empty] | ●
詳細設計図書作成
| 3) Preparation of an as-built drawings/documents. | [5 empty] | ●
施工図書作成
| 4) Preparation of a operation manual and maintenance manual. | [5 empty] | ●
取説・保守要領作成
| 5) Approval acquisition operation. |  |  |  |  | ● |  |  |  | Support Only
| 承認取得業務 | [8 empty] | 弊社は助勢
| 6) Application procedure to the regional government office. | [6 empty] | ● |  | Support Only
| 関入現地官公庁申請手続 | [8 empty] | 弊社は助勢
C | Delivery of materials
搬入材料
| 1) Procurement of equipment. | [5 empty] | ●
機器材調達
| 2) Domestic transportation (until a specified warehouse). | [5 empty] | ●
国内運搬（指定倉庫まで）
| 3) Specified warehouse - F. O. B | [5 empty] | ●
指定倉庫 （ＦＯＢ）
| 4) Inland freight in local country. | [5 empty] | ●
国内空輸
| 5) Site discharging | [5 empty] | ●
現場での荷降ろし
| 6)Unpacking, Inspection | [5 empty] | ●
梱包を解き、検査
| 7) Warehousing | [5 empty] | ●
倉庫
| 8) Disposal of packing materials, arrangement and cleaning. | [5 empty] | ●
梱包材の清掃、処理
| 9) In-site small transportation | [5 empty] | ●
現場内運搬
| 10) Testing & Commissioning | [5 empty] | ●
試験調整
| 11) Training of in-site maintenance men for facilities | [5 empty] | ● |  |  | within construction time
| 引渡施設に対する現地保守マンのトレーニング | [8 empty] | 工期内
| 12) Observation inspection at equipment manufacturing plant. | [7 empty] | ●
機器製作工場における立合検査
D | SV. (Supervisor) dispatching : | [8 empty] | Third countrie staff
| SV・派遣 | [8 empty] | 第三国人
| 1) Acquisition of passport. | [5 empty] | ● |  |  | Including cost
| 旅券取得 | [8 empty] | コスト含む
| 2) Acquisition of each Visa. | [5 empty] | ●
各種 Visa 取得
| 3) Airticket (or Transportation) (included home leave ) | [5 empty] | ●
航空券（一時帰国分共）
| 4) Meals. | [5 empty] | ●
食費
| 5) Site commuting car. | [5 empty] | ●
現場通勤用車輌
| 6) Maintenance and control for the above. | [5 empty] | ●
同上維持・管理
| 7) Work clothes, shoes, helmet. | [5 empty] | ●
作業着、靴、ヘルメット
| 8) Transportation expenses after airport in local country and seeing off and meeting. | [5 empty] | ●
現地国空港以降の交通費及び送迎
※ In principle, the site staying period should be ( - ) months and ( - ) weeks home leave (including entry day and leaving day) should be recognized.
原則として現場常駐期間は(-)月間及び(-)週間の一時帰国は認められるものとする。 （出発及び帰国日は含むものとする）
E | People of local country : | [5 empty] | ●
現地作業員
| 1) Labor contract with people of local country. | [5 empty] | ●
雇用契約
| 2) Meals. | [5 empty] | ●
食費
| 3) Site commuting | [5 empty] | ●
現場通勤手段
| 4) Work clothes, shoes, helmet. | [5 empty] | ●
作業着、靴、ヘルメット
F | Insurance :
保険
1) Delivery of M & E Equipment and materials.
機械納入
| a) Transportation insurance. | [5 empty] | ●
輸送保険
| b) Export amount collection insurance. | [5 empty] | ●
輸出代金回収保険
| c) Theft insurance. | [7 empty] | ●
盗難保険
| d) Fire insurance. | [7 empty] | ●
火災保険
2) SV Dispatch.
現地労災保険
| a) Overseas workmen's labor accident compensation insurance (legal accident). | [5 empty] | ●
海外の労働者の労働者災害補償保険
| b) Overseas traveler's accident insurance. | [5 empty] | ●
海外旅行傷害保険
| 3) Workmen's labor accident compensation insurance in site. | [5 empty] | ●
労働者災害補償保険（現場内）
4) Construction
工 事
| a) Fire insurance for temporary facility. |  |  |  |  | ●
仮設物火災保険
| b) Third party accident insurance. |  |  |  |  | ●
第三者障害保険
| c) Construction and assembly insurance. |  |  |  |  | ● |  |  |  | Including until guarantee period.
| 工事組立保険 | [8 empty] | 保証期間を含む
G | Tax, surcharge (in Vietnam) :
税・課金（現地）
1) General
一 般
| a) Corporate tax （ＢＩＴ） | [5 empty] | ●
事業所得税(BIT)及び付加価値税(VAT)
| b) Others ( VAT ) | [5 empty] | ●
その他
2) Delivery of materials
材料納入
| a) Import duty | [7 empty] | ● | Excluded Import、special Consumption Tax & Import VAT
| 輸入税 | [8 empty] | 輸入税、贅沢税、及び関連付加価値税は含まず
| b) Customs clearance tax | [7 empty] | ● | We use master list.
| 通関税 | [8 empty] | マスターリストを使用
| c) Others | [5 empty] | ● |  |  | Inland Transportation
| その他 | [8 empty] | 現地国内輸送
3) SV
スーパーバイザー
| a) Personal income tax | [5 empty] | ●
個人所得税
| b) Visa fee | [5 empty] | ●
査証料
| c) Local tax | [5 empty] | ●
地方税
| d) Others | [5 empty] | ●
その他
H | Site office, Accommodation, Temporary facility
現地事務所・宿泊・仮設等
| 1) Site office (Main-Con shall be provided thearea for us) |  |  |  |  | ● |  |  |  | Approx: 80 m2
| 現地事務所用スペース (メインコンが無償で支給） | [8 empty] | スペース: 80ｍ２
| 2) Equipment for the above. | [5 empty] | ● |  |  | Air conditioner, Lighting
| 同上備品 | [8 empty] | エアコン・照明
| 3) Accommodation for staff | [5 empty] | ●
現地宿泊
| 4) Furniture for the above. | [5 empty] | ● |  |  | Desks, chairs,bedding, lockers, etc
| 同上備品 | [8 empty] | 机、椅子、ベット、ロッカー等
| 5) Warehouse for equipment and materials (Main-Con shall be provided space for free of charge) | [5 empty] | ● |  |  | If necessary
| 機器材倉庫 (メインコンがスペースを無償で支給） | [8 empty] | 必要時
| 6) Working cottage. | [5 empty] | ● |  |  | If necessary
| 作業小屋 | [8 empty] | 必要時
| 7) Canteen | [5 empty] | Nil
食堂
| 8) Equipment for the above. | [5 empty] | Nil
同上備品
| 9) Power source for construction, water source equipment |  |  |  |  | ●
工事用電源・水源設備
| 10) Rental fee of the above.(including trial run) |  |  |  |  | ●
同上使用料（試運転用共）
| 11) Fuel for construction.(including trial run) |  |  |  |  | ●
工事用燃料（試運転用共）
| 12) Heavy machines for construction.(including operators) |  |  |  |  | ● | ● | ●
建設用重機（オペレーター共）
|  | No. | Vehicle 車 輌 | unit/period 台数・期間 | [5 empty] | We will provide these. If necessaries.
|  | 1 | Large type Truck 大型ﾄﾗｯｸ | xxxx/( )t/car xxxx/( )t/車 | [5 empty] | 必要に応じて用意します
|  | 2 | Medium type Truck中型ﾄﾗｯｸ
|  | 3 | Small type Truck 小型ﾄﾗｯｸ
|  | 4 | Truck crane ｸﾚｰﾝ車
|  | 5 | Truck crane ｸﾚｰﾝ車
|  | 6 | Unic truck ユニック車
|  | 7 | Shovel Truck 掘削車
|  | 8 | Tower crane タワークレーン
|  | 9 | Pick-up truck ピックアップ
|  | 10 | Passenger car 乗用車
|  | 11 | Damp truck ダンプ車
|  | 12 | Refrigerator car 冷凍車
|  | 13 | Water tank truck 給水車
|  | 14 | Fork lift フォークリフト
15
| 13) Maintenance and control for the above | [5 empty] | ●
同上維持・管理
| 14) Sub-con's vehicle for construction. | [5 empty] | ●
工事用 Sub-Con 専用車輌
| 15) Maintenance and control for the above. | [5 empty] | ●
同上維持・管理
| 16) Scaffolding for construction (including material and construction) | [5 empty] | ●
工事用足場（材工共）
| 17) Tools for construction. | [5 empty] | ●
工事用道工具
| 18) Copying machine, blueprint, copy paper | [5 empty] | ●
コピーマシン、コピー紙、青焼原紙
| 19) Office supplies | [5 empty] | ●
事務用品
| 20) Acetylene, oxygen for construction. | [5 empty] | ●
工事用アセチレン、酸素等
| 21) Antitheft devices for construction materials and its maintenance and control. | [6 empty] | ● |  | For materials supplied from Main-contractor
| 資料盗難防止設備及びその維持管理 | [8 empty] | 支給品
| 22) Tools and meters for testing & commissioning. | [5 empty] | ●
試運転調整用工具及び計器
| 23) Emergency Medical Facilities |  |  |  |  | ●
救急医療設備
| 2４) Temporary Toilet |  |  |  |  | ●
仮設トイレ
J | Construction :
工 事
| 1) Excavation, back filling, disposal of remained soil. | [5 empty] | ●
根代、埋め戻し、残土処分
| 2) Entry setting for carrying equipment and closing construction. |  |  |  |  | ●
機器材搬入口設置工事
| 3) Preparation of the above drawing, marking. | [5 empty] | ●
上記図面作成
| 4) Attaching fooks, etc. for carrying in equipment. |  |  |  |  | ●
機器搬入用フック類取付
| 5) Construction of foundation for equipment. |  |  |  |  | ●
機器類基礎築造
| 6) Preparation of the drawing for the above. | [5 empty] | ●
上記図面作成
| 7) Opening filling and rough correction at Concrete structure | [5 empty] | ●
コンクリート躯体開口部穴埋め荒補修
| 8) Reinforcement for above |  |  |  |  | ●
上記補強
| 9) Finishing for the above. |  |  |  |  | ●
同上仕上
| 10) Opening & Reinforcement for steel structure |  |  |  |  | ●
鉄骨開口及び補強
| 11) Opening & reinforcement for Ceiling/wall Board |  |  |  |  | ●
天井・壁ボードの開口及び補強
| 12) Control Panel & control cabling for mechanical Systems |  |  |  |  | ●
機械設備の制御盤及び制御線工事
| 13) Concrete cover for the underground piping. | [5 empty] | ●
埋設配管の保護コンクリート
| 14) Concrete, sand, ballast, reinforcing bars for miscellaneous works. | [5 empty] | ●
雑工事用コンクリート、砂、砂袋、補強材
| 15) Protection cover/sheet after finishing area |  |  |  |  | ●
仕上がった部分の養生
| 16) Disposal industrial Wastes/rubbish |  |  |  |  | ● |  |  |  | SEC gather upto assignment area.
| 廃材処理 | [8 empty] | 弊社は場内指定場所まで
| 17) Temporary Works |  |  |  |  | ● |  |  |  | Light/water, etc
| 仮設工事 | [8 empty] | 照明、水道等
| 19) Any items does not mention in this quotation | [7 empty] | ●
本見積書に記載の無いもの
| 20) Moving the top line of high voltage to underground | [7 empty] | ●
| 21) UPS system | [7 empty] | ●
| 22) Invidual down transformer for specific voltage (200V, 100V) for Production machine | [7 empty] | ●
| 23) MATV system (Satellite Antenna) | [7 empty] | ●
| 24) CCTV system | [7 empty] | ●
| 25) Access control & Security system | [7 empty] | ●
| 26) Alarm monitoring system | [7 empty] | ●
| 27) Main equipment & cabling of TEL & LAN system | [7 empty] | ●
| 28) BMS | [7 empty] | ●
| 29) Supply & install of Transformers | [7 empty] | ●
| 30) Supply & install of Generator sets | [7 empty] | ●
K | Guarantee
保 証
1) Guarantee for flaws :
瑕疵保証
| After hand over ( 12 months) | [5 empty] | ●
引渡し後 ( 12 months)
After shipping out ( months)
船積後 ( months)
Notes: | If the above items have different meanings in Japanese and English, English to applied. 上記項目が日本語と英語の意味が違う場合、英語を正とする。

## M&E Expenses
[9 empty] | Excgange rate JP yen to US$ |  |  | 98
工番 Job No. |  |  | xxxxx-xxxx |  | 受注年月日 Date Awarded | dd / mmm / yyyy
工事名 Project Name |  |  | ${projectName} |  |  |  | Total |  |  |  |  | 13267 | m2
受注先 Client |  |  | M/S SHIMIZU CORP. |  |  |  | 69409.4286 |  |  |  |  | 6 | Month
400 | Japanese Cost |  |  |  | c/f to summary | 0 | Team 68
| JP Yen 29,000/Day | 0 | 6 | 6571.43 | 0 |  | 28000 | /day
| JP Yen 35,000/Day | 0 | 6 | 7979.59 | 0 |  | 34000 | /day
| JP Yen 40,000/Day | [5 empty] | 38000 | /day
300-1 | Supervision |  |  |  | c/f to summary | 30600
|  | person | # month | US$/month | total
a | Japanese Site correction |  |  | 918.37 | 0 |  | 3000 | /day
b | 3rd Country Engineer |  |  | 4000 | 0
c | Local Site Manager | 1 | 6 | 1700 | 10200 | Mr. Linh |  | 1 |  | 1 | 0
d | Local Engineer 1 | 1 | 6 | 1200 | 7200 | Mr. Trong |  | 2 |  | 1 | 1
e | Local Engineer 2 | 1 | 6 | 900 | 5400 | Mr. Trung |  | 2 |  | 1 | 1
f | Local Engineer 3 | 1 | 6 | 800 | 4800 | E-staff |  | 2 |  | 1 | 1
g | Local Engineer 4 | [9 empty] | 0
h | Cad Operator |  |  | 600 | 0 |  | C/w 1month Bounse | 2 |  | 1 | 1
i | Safety Supervisor | 1 | 6 | 500 | 3000 |  |  | 1 |  | 1 | 0
300-2 | Site Expenses |  |  |  | c/f to summary | 38809.4286
|  |  | # mth or time | US$/ mth or time
a | Site Office |  |  | 500 | 0 | Arrange By Main Con | Shimzは別途
a | Site Storage | 1 | 6 | 200 | 1200
b | Drawing & Documents | 1 | 6 | 500 | 3000
c | Site Goods |  | 6 | 300 | 1800
d | Transportation (MAT) |  |  |  |  | In Breakdown
e | Transportation (Engineer) |  | 6 | 1800 | 10800 | Taxi , rental car, etc | 1car
f | Safety Goods |  | 6 | 300 | 1800
h | Accomodation |  |  |  | 1200
i | others |  |  |  | 7020
| Import Tax |  |  |  |  | Not Required
| Computer, etc, |  |  |  |  | Not Required
| 3rd Party Insurance |  |  |  |  | Not Required
| Performance Bond |  |  |  |  | Not Required
| Tender Fees |  |  |  |  | Not Required
| Prosonal Income Tax |  |  |  | 3771.4286
| Personal Social Insurance |  |  |  | 8218 |  | Mat amount |  | Labour amount
| Bank Loan Intarest | [5 empty] | 818806.94 |  | 153395.85
Accomodation
| Japanese, 3rd country |  |  | 900 | 0 | Hotel
Local
Others
| Air Ticket |  | 1 | 1000 | 1000 | Air Ticket
| Telephone |  | 30 | 30 | 900
Electric & Water fee
| Administration |  | 6 | 120 | 720
| Misce |  | 6 | 200 | 1200
| Entertainmant |  | 6 | 100 | 600
|  |  |  | 0 | 0
| Application cost |  | 1 | 0 | 2600 | Included Document | 972202.79
Prosonal Income Tax
| Japanese | 0 | 0 | 900 | 0
| 3rd Country | 0 | 0 | 550 | 0 |  |  |  | VND
| Vietnam | 1 | 6 | 171.4286 | 1028.5714 |  | 1700 | /Month | 3541666.6667
| Vietnam | 1 | 6 | 142.8571 | 857.1429 |  | 1200 | /Month | 2500000
| Vietnam | 1 | 6 | 128.5714 | 771.4286 |  | 900 | /Month | 1875000
| Vietnam | 1 | 6 | 114.2857 | 685.7143 |  | 800 | /Month | 1666666.6667
| Vietnam |  |  | 100 | 0 |  | 700 | /Month | 1458333.3333
| Vietnam |  |  | 85.7143 | 0 |  | 600 | /Month | 1250000
| Vietnam | 1 | 6 | 71.4286 | 428.5714 |  | 500 | /Month | 1041666.6667
| Vietnam |  |  | 57.1429 | 0 |  | 400 | /Month | 833333.3333
| Vietnam |  |  | 42.8571 | 0 |  | 300 | /Month | 625000
Personal Social Insurance
| Japanese | 0 | 0 |  | 0
| 3rd Country | 0 | 0 | 600 | 0 |  |  |  | 25%
| Vietnam | 1 | 6 | 425 | 2550 |  | 1700 | /Month | 425
| Vietnam | 1 | 6 | 300 | 1800 |  | 1200 | /Month | 300
| Vietnam | 1 | 6 | 225 | 1350 |  | 900 | /Month | 225
| Vietnam | 1 | 6 | 200 | 1200 |  | 800 | /Month | 200
| Vietnam |  |  | 175 | 0 |  | 700 | /Month | 175
| Vietnam | 0 | 0 | 150 | 0 |  | 600 | /Month | 150
| Vietnam | 1 | 6 | 125 | 750 |  | 500 | /Month | 125
| Vietnam | 0 | 0 | 100 | 0 |  | 400 | /Month | 100
| Vietnam | 0 | 0 | 75 | 0 |  | 300 | /Month | 75
Health Insurance
| Japanese | 0 | 0 | 0 | 0
| Vietnam | 1 | 24 | 23.6667 | 568 |  | 284 | /Year | 23.6667
2
A
BB
C
DD
E
2
2
A
BB
C
DD
E
2
A
BB
C
DD
E
2
2
A
BB
C
DD
E

## Summary-E
[7 empty] | COST (SHMZ Instruction 12-Dec.) | [7 empty] | 107%
No. | DESCRIPTION | UNIT | QTY | UNIT RATE | AMOUNT | REMARK | Foreign Portion (USD) | Labour (US) | Total | Import Duty Tax & RelatedVAT (USD) |  | liên quan đến kế toán |  | Bảng vật tư: nhập cố định như danh sách này
|  |  |  | (US$) | (US$) | [6 empty] | Code | ELECTRICAL WORKS | Discount | 掛率 | Elect
| ELECTRICAL WORK | [14 empty] | Material Total | Labour Total
A | EXTENSION FACTORY
1 | HIGH VOLTAGE SYSTEM | Lot | 1 |  | 93720.13 |  | 78493.46 | 8451.13 | 86944.59 | 0
2 | LV MAIN SYSTEM | Lot | 1 |  | 175484.09 |  | 155302.31 | 6811.79 | 162114.1 | 0 |  | 111E-1 | PVC Pipes | 97% | 105% | 20492.88 | 10105.36
3 | SUBMAIN SYSTEM | Lot | 1 |  | 65604.55 |  | 43791.2 | 14267.33 | 58058.53 | 0 |  | 111E-2 | GI Pipes | 97% | 105% | 1991.47 | 273.87
4 | POWER SUPPLY TO PRODUCTION | Lot | 1 |  | 329017.08 |  | 231124.95 | 59916.94 | 291041.89 | 0 |  | 111E-3 | Flrxible Pipes | 97% | 105% | 28495.3 | 10065.88
5 | EMERGENCY POWER BACK-UP GENERATOR (Open type - Noise Level 105 dB) | Lot | 1 |  | 25079.45 |  | 18315.45 | 4250.08 | 22565.53 | 0 |  | 111E-4 | FEP | 97% | 105% | 1789.94 | 833.71
6 | LIGHTING SYSTEM & SOCKET OUTLET | Lot | 1 |  | 102107.71 |  | 76097.14 | 15766.64 | 91863.78 | 0 |  | 111-5 | Accessaries | 97% | 105% | 0 | 0
7 | ELECTRICAL FOR MECHANICAL EQUIPMENT (A.C, FAN, AIR COMP., PUMPS) | Lot | 1 |  | 33136.72 |  | 26051.02 | 4003.96 | 30054.98 | 0 |  | 111-6 | P.Box | 97% | 105% | 65.29 | 7.88
8 | TELEPHONE SYSTEM EMPTY CONDUIT | Lot | 1 |  | 8766.79 |  | 6566.53 | 1204.75 | 7771.28 | 0 |  | 111-7 | Paint | 97% | 105% | 0 | 0
9 | LAN SYSTEM EMPTY CONDUIT | Lot | 1 |  | 336.83 |  | 200.22 | 96.34 | 296.56 | 0 |  | 111-8 | Manhole | 97% | 105% | 4413.5 | 1102.5
10 | PUBLIC ADDRESS SYSTEM | Lot | 1 |  | 3877.06 |  | 2165.65 | 1196.87 | 3362.52 | 0 |  | 121 | Ladder/Trunking | 97% | 105% | 92524.87 | 18703.67
11 | FIRE ALARM SYSTEM | Lot | 1 |  | 31738.11 |  | 21736.62 | 6420.57 | 28157.19 | 0 |  | 121-1 | Support & Accessaries | 97% | 105% | 22024.8 | 4815.15
12 | LIGHTNING PROTECTION SYSTEM | Lot | 1 |  | 11914.85 |  | 8365.71 | 2435.14 | 10800.85 | 0 |  | 131 | LV Cables | 97% | 105% | 163839.88 | 35344.98
13 | WATER LEAKING ALARM (FOR PLATING AREA) | Lot | 1 |  | 28590.8 |  | 25177.33 | 1221.05 | 26398.38 | 0 |  | 131-1 | LV Cables (Aluminum Cable) | 97% | 105% | 37464.33 | 26513.4
[12 empty] | 132 | HV Termination Kit | 97% | 105% | 2134.38 | 682.5
| TOTAL MAIN FACTORY ELECTRICAL WORKS |  |  |  | 909374.17 |  | 693387.59 | 126042.59 | 819430.18 | 0 |  | 132-1 | LV Termination | 97% | 105% | 25500.12 | 3188.68
[12 empty] | 141-1 | Wiring Devices | 97% | 105% | 10512.53 | 3452.48
B | OFFICE AREA | [10 empty] | 141-3 | Isolator | 97% | 105% | 6252 | 560.7
1 | HIGH VOLTAGE SYSTEM | Lot | 1 |  | 0 | N.A | 0 | 0 | 0 | 0 |  | 151 | Lightning & Earthing | 97% | 105% | 14201.02 | 4861.83
2 | LV MAIN SYSTEM | Lot | 1 |  | 0 | N.A | 0 | 0 | 0 | 0 |  | 151-HV | Incoming Material | 97% | 105% | 23387.7 | 2544.95
3 | SUBMAIN SYSTEM | Lot | 1 |  | 16710.97 |  | 10462.38 | 4256.64 | 14719.02 | 0 |  | 159 | Electrical Misce. Material | 97% | 105% | 10987.99 | 1267.85
4 | POWER SUPPLY TO PRODUCTION | Lot | 1 |  | 0 | N.A | 0 | 0 | 0 | 0 |  | 161 | Lighting Fittings | 97% | 105% | 45122.71 | 8986.07
5 | EMERGENCY POWER BACK-UP GENERATOR (Open type - Noise Level 105 dB) | Lot | 1 |  | 0 | N.A | 0 | 0 | 0 | 0 |  | 171-1 | HV Panel | 97% | 105% | 33629.81 | 1890
6 | LIGHTING SYSTEM & SOCKET OUTLET | Lot | 1 |  | 59264.57 |  | 46895.63 | 7453.63 | 54349.26 | 0 |  | 171-2 | LV Panels | 97% | 105% | 196200.49 | 9129.75
7 | ELECTRICAL FOR MECHANICAL EQUIPMENT (A.C, FAN, AIR COMP., PUMPS) | Lot | 1 |  | 15654.15 |  | 11886.04 | 2089.79 | 13975.83 | 0 |  | 171-3 | Battery & Charger | 97% | 105% | 0 | 0
8 | TELEPHONE SYSTEM EMPTY CONDUIT | Lot | 1 |  | 7495.58 |  | 5796.59 | 956.26 | 6752.85 | 0 |  | 171-4 | Transformer | 97% | 105% | 0 | 0
9 | LAN SYSTEM EMPTY CONDUIT | Lot | 1 |  | 3444.63 |  | 2180.9 | 857.61 | 3038.51 | 0 |  | 171-5 | UPS | 97% | 105% | 0 | 0
10 | PUBLIC ADDRESS SYSTEM | Lot | 1 |  | 14128.21 |  | 11685.77 | 1498.06 | 13183.83 | 0 |  | 181 | FA System | 97% | 105% | 13244.48 | 1722
11 | FIRE ALARM SYSTEM | Lot | 1 |  | 9776.07 |  | 7584.41 | 1334.4 | 8918.81 | 0 |  | 182 | PA System | 97% | 105% | 9658.95 | 493.7
[12 empty] | 182-2 | Water Alarm System | 97% | 105% | 23687.8 | 547.05
| TOTAL OFFICE ELECTRICAL WORKS |  |  |  | 126474.18 |  | 96491.72 | 18446.39 | 114938.11 | 0 |  | 182-7 | MATV System | 97% | 105% | 0 | 0
[12 empty] | 182-9 | CCTV System | 97% | 105% | 0 | 0
C | EXTERNAL AREA (GUARD HOUSE, BIKE PARKING, CAR PARKING,..) | [10 empty] | 183 | Generator | 97% | 105% | 0 | 0
1 | HIGH VOLTAGE SYSTEM | Lot | 1 |  | 0 | N.A | 0 | 0 | 0 | 0 |  | 183-1 | Generator Panel 同期盤 | 97% | 105% | 4306.71 | 525
2 | LV MAIN SYSTEM | Lot | 1 |  | 0 | N.A | 0 | 0 | 0 | 0 |  | 183-2 | Accessaries for Generator | 97% | 105% | 3395 | 840
3 | SUBMAIN SYSTEM | Lot | 1 |  | 14224.92 |  | 9849.97 | 2992.34 | 12842.31 | 0 |  | 183-3 | Battery & battery chage | 97% | 105% | 0 | 0
4 | POWER SUPPLY TO PRODUCTION | Lot | 1 |  | 0 | N.A | 0 | 0 | 0 | 0 |  | 183-4 | Maintenance | 97% | 105% | 0 | 0
5 | EMERGENCY POWER BACK-UP GENERATOR (Open type - Noise Level 105 dB) | Lot | 1 |  | 0 | N.A | 0 | 0 | 0 | 0 |  | 183-5 | generator Transportation | 97% | 105% | 0 | 0
6 | LIGHTING SYSTEM & SOCKET OUTLET | Lot | 1 |  | 21651.09 |  | 14712.87 | 4783.85 | 19496.72 | 0 |  | 184 | Solar Power System | 97% | 105% | 0 | 0
7 | ELECTRICAL FOR MECHANICAL EQUIPMENT (A.C, FAN, GATE MOTOR., PUMPS) | Lot | 1 |  | 2105.37 |  | 1586.65 | 324.01 | 1910.66 | 0 |  | 186 | TEL/LAN System | 97% | 105% | 2291.19 | 754.54
8 | TELEPHONE SYSTEM EMPTY CONDUIT | Lot | 1 |  | 591.89 |  | 398.54 | 135.98 | 534.52 | 0 |  | 186-1 | Intercom System | 97% | 105% | 0 | 0
9 | LAN SYSTEM EMPTY CONDUIT | Lot | 1 |  | 117.1 |  | 78.33 | 25.53 | 103.86 | 0 |  | 300-1 | Authority Application, T&C | 97% | 105% | 6532.95 | 0
10 | PUBLIC ADDRESS SYSTEM | Lot | 1 |  | 670.25 |  | 384.4 | 204.61 | 589.01 | 0 |  | 300-2 | T&C | 97% | 105% | 2753.95 | 84
11 | FIRE ALARM SYSTEM | Lot | 1 |  | 2638.56 |  | 1916.87 | 440.55 | 2357.42 | 0 |  | 300-3 | Transportation | 97% | 105% | 2248.99 | 0
[12 empty] | 210-1 | under sub con | 97% | 105% | 9655.91 | 4098.35
| TOTAL EXTERNAL AREA ELECTRICAL WORKS |  |  |  | 41999.18 |  | 28927.63 | 8906.87 | 37834.5 | 0 |  | 210 | Elect Labour | 5% | 125% | 0 | 0
[13 empty] | Total |  |  | 818806.94 | 153395.85
| TOTAL ELECTRICAL WORKS DIRECT COST |  |  |  | 1077847.53 |  | 818806.94 | 153395.85 | 972202.79 | 0 | [5 empty] | Material Total | Labour Total
Mechanical Works
| SITE EXPENSES | Lot | 1 | 19400 | 19400 | Excluded Site Office | Site Expenses |  | 38809.4286 |  |  | 111M-1 | GI Pipes
| ENGINEERING, SUPERVISOR | Lot | 1 | 16253.9 | 16253.9 |  | Japanese |  | 0 |  |  | 111M-2 | UPVC Pipes
| OVERHEAD & PROFIT | Lot | 1 |  | Included |  | Engineer |  | 30600 |  |  | 111M-3 | PPR / HDPE Pipe
[7 empty] | Profit | 6% | 62496.73 |  |  | 111-5 | Seamless Steel Pipe
[12 empty] | 121-2 | Support & Accessaries
TOTAL |  |  |  |  | 1113501.43 |  |  |  | 1104108.9486 |  |  | 122 | Valves
VAT (10%) |  | Lot | 1 |  | 111350 |  | Q'ty sub-main | 105% |  | 0% |  | 154 | Manhole , Floor Drain , Clean Out
GRAND TOTAL |  |  |  |  | 1224851 |  | E-Q'ty other | 105% |  |  |  | 158 | Sanitary ware
[7 empty] | M-Q'ty | 107% |  |  |  | 159-1 | Misce material
[7 empty] | 2695 | Exchange Rate for VND to US$ |  | 20800 |  | 191-1 | Air Con
[8 empty] | Exchange Rate for US$ to VND |  | 21000 |  | 191-2 | Support & accessaries for A/C
[8 empty] | Exchange Rate for EU to US$ Internal use |  | 1.41 |  | 191-3 | Refrigerant copper pipe & Insulation
[8 empty] | Exchange Rate for JP Yen to US$ Internal use |  | 0.010526 |  | 191-4 | Drain Pipe c/w Insulation for A/C
[8 empty] | Exchange Rate for US$ Yen to JP Yen Internal use |  | 90 |  | 191-5 | Electrical Cable for A/C
[12 empty] | 191-6 | Steel Hanger Support & Trunking Cover for A/C
191-7
191-8
191-9
[12 empty] | 194 | Pump & Tank
[12 empty] | 194-1 | Fire Hydrant & for Fire system
[12 empty] | 194-2 | Electric Water Heater
[12 empty] | 194-7 | Anti-corrossion underground Piping
[12 empty] | 194-8 | Reinforced Concrete Pipe
[12 empty] | 194-9 | Pipes fitting & accessaries
[12 empty] | 194-10 | Copper pipes
[12 empty] | 194-11 | Valves
[12 empty] | 195 | Ventilation
[12 empty] | 195-1 | Accessaries foe FAN
[12 empty] | 195-2 | Duct
[12 empty] | 195-3 | Duct Insulation
[12 empty] | 195-4 | Damper
[12 empty] | 195-5 | Vent Cap / Hood/Louver / Grille
[12 empty] | 195-6 | Oil Mist Filter
195-7
[12 empty] | 195-8 | Air Compressor (Change Hitachi )
195-9
[12 empty] | 300-4 | Authority Application, T&C
[12 empty] | 300-5 | Mechanical Testing & Commissioning
[12 empty] | 300-6 | Transportation & Unloading
[12 empty] | 300-7 | T&C
[12 empty] | 230-1 | Under sub con
[12 empty] | 230 | Mechanical Labour
[13 empty] | Total |  |  | 0 | 0
Grand Total
-30468.48
-1153.38
1041612.2186
-31621.86
-334.66
2417.23
-627.2
-2844.8
-1142.4
0
[11 empty] | -6102.44 |  | 1009990.3586
-2755.2
-2755.2
-8857.64

## Elect BOQ
SAIGON PRECISION LT1 PHASE-4 FACTORY
ELECTRICAL WORKS
No. | DESCRIPTION |  |  | UNIT | QTY | UNIT RATE | AMOUNT | Remarks | QTY | Labour |  | CODE |  |  | Mat w/o Tax USD | Mat w/o Tax VND | Labour Unit price | Import | Special Comsump | VAT Import | Discount Rate | Unit price After Discount | Allowance | Unit price with tax & profit | 5% | Unit price with tax | Unit price w tax & profit | COST Amount with tax |  |  |  | Cost Amount Import Tax | [7 empty] | Brand name | Model number | Country of manufacture | Status
[6 empty] | (US$) | (US$) |  |  | Unit | Amount |  |  |  | Mat w/o Tax USD | Mat w/o Tax VND | Labour w/o Tax US$ | Duty | Tax | Duty VAT | 97% | Mat w/o Tax USD | 105% | Mat Submit USD | Subcon Profit Expenses | Labour c/w Tax US$ | Labour Submit US$ | Mat Amount USD | Lab Amount USD |  |  | Duty | Spe. Con. Tax | VAT | Unit | Amount | Unit | Amount
SUMMARY OF ELECTRICAL WORKS
A | PHASE 4 FACTORY AREA
1 | HIGH VOLTAGE SYSTEM |  |  | Lot | 1 |  | 93720.13 | [20 empty] | 78493.46 | 8451.13 | [6 empty] | 0 |  | 0
2 | LV MAIN SYSTEM |  |  | Lot | 1 |  | 175484.09 | [20 empty] | 155302.31 | 6811.79 | [6 empty] | 0 |  | 0
3 | SUBMAIN SYSTEM |  |  | Lot | 1 |  | 65604.55 | [20 empty] | 43791.2 | 14267.33 | [6 empty] | 0 |  | 0
4 | POWER SUPPLY TO PRODUCTION |  |  | Lot | 1 |  | 329017.08 | [20 empty] | 231124.95 | 59916.94 | [6 empty] | 0 |  | 0
5 | EMERGENCY POWER BACK-UP GENERATOR (Open type - Noise Level 105 dB) |  |  | Lot | 1 |  | 25079.45 | [20 empty] | 18315.45 | 4250.08 | [6 empty] | 0 |  | 0
6 | LIGHTING SYSTEM & SOCKET OUTLET |  |  | Lot | 1 |  | 102107.71 | [20 empty] | 76097.14 | 15766.64 | [6 empty] | 0 |  | 0
7 | ELECTRICAL FOR MECHANICAL EQUIPMENT (A.C, FAN, AIR COMP., PUMPS) |  |  | Lot | 1 |  | 33136.72 | [20 empty] | 26051.02 | 4003.96 | [6 empty] | 0 |  | 0
8 | TELEPHONE SYSTEM EMPTY CONDUIT |  |  | Lot | 1 |  | 8766.79 | [20 empty] | 6566.53 | 1204.75 | [6 empty] | 0 |  | 0
9 | LAN SYSTEM EMPTY CONDUIT |  |  | Lot | 1 |  | 336.83 | [20 empty] | 200.22 | 96.34 | [6 empty] | 0 |  | 0
10 | PUBLIC ADDRESS SYSTEM |  |  | Lot | 1 |  | 3877.06 | [20 empty] | 2165.65 | 1196.87 | [6 empty] | 0 |  | 0
11 | FIRE ALARM SYSTEM |  |  | Lot | 1 |  | 31738.11 | [20 empty] | 21736.62 | 6420.57 | [6 empty] | 0 |  | 0
12 | LIGHTNING PROTECTION SYSTEM |  |  | Lot | 1 |  | 11914.85 | [20 empty] | 8365.71 | 2435.14 | [6 empty] | 0 |  | 0
13 | WATER LEAKING ALARM (FOR PLATING AREA) |  |  | Lot | 1 |  | 28590.8 | [20 empty] | 25177.33 | 1221.05 | [6 empty] | 0 |  | 0
| TOTAL MAIN FACTORY ELECTRICAL WORKS | [5 empty] | 909374.17 | [20 empty] | 693387.59 | 126042.59 | [6 empty] | 0 |  | 0
B | OFFICE AREA
1 | HIGH VOLTAGE SYSTEM |  |  | Lot | 1 |  | 0 | N.A | [19 empty] | 0 | 0 | [6 empty] | 0 |  | 0
2 | LV MAIN SYSTEM |  |  | Lot | 1 |  | 0 | N.A | [19 empty] | 0 | 0 | [6 empty] | 0 |  | 0
3 | SUBMAIN SYSTEM |  |  | Lot | 1 |  | 16710.97 | [20 empty] | 10462.38 | 4256.64 | [6 empty] | 0 |  | 0
4 | POWER SUPPLY TO PRODUCTION |  |  | Lot | 1 |  | 0 | N.A | [19 empty] | 0 | 0 | [6 empty] | 0 |  | 0
5 | EMERGENCY POWER BACK-UP GENERATOR (Open type - Noise Level 105 dB) |  |  | Lot | 1 |  | 0 | N.A | [19 empty] | 0 | 0 | [6 empty] | 0 |  | 0
6 | LIGHTING SYSTEM & SOCKET OUTLET |  |  | Lot | 1 |  | 59264.57 | [20 empty] | 46895.63 | 7453.63 | [6 empty] | 0 |  | 0
7 | ELECTRICAL FOR MECHANICAL EQUIPMENT (A.C, FAN, AIR COMP., PUMPS) |  |  | Lot | 1 |  | 15654.15 | [20 empty] | 11886.04 | 2089.79 | [6 empty] | 0 |  | 0
8 | TELEPHONE SYSTEM EMPTY CONDUIT |  |  | Lot | 1 |  | 7495.58 | [20 empty] | 5796.59 | 956.26 | [6 empty] | 0 |  | 0
9 | LAN SYSTEM EMPTY CONDUIT |  |  | Lot | 1 |  | 3444.63 | [20 empty] | 2180.9 | 857.61 | [6 empty] | 0 |  | 0
10 | PUBLIC ADDRESS SYSTEM |  |  | Lot | 1 |  | 14128.21 | [20 empty] | 11685.77 | 1498.06 | [6 empty] | 0 |  | 0
11 | FIRE ALARM SYSTEM |  |  | Lot | 1 |  | 9776.07 | [20 empty] | 7584.41 | 1334.4 | [6 empty] | 0 |  | 0
| TOTAL OFFICE ELECTRICAL WORKS | [5 empty] | 126474.18 | [20 empty] | 96491.72 | 18446.39 | [6 empty] | 0 |  | 0
C | EXTERNAL AREA (GUARD HOUSE, BIKE PARKING, CAR PARKING,..)
1 | HIGH VOLTAGE SYSTEM |  |  | Lot | 1 |  | 0 | N.A | [19 empty] | 0 | 0 | [6 empty] | 0 |  | 0
2 | LV MAIN SYSTEM |  |  | Lot | 1 |  | 0 | N.A | [19 empty] | 0 | 0 | [6 empty] | 0 |  | 0
3 | SUBMAIN SYSTEM |  |  | Lot | 1 |  | 14224.92 | [20 empty] | 9849.97 | 2992.34 | [6 empty] | 0 |  | 0
4 | POWER SUPPLY TO PRODUCTION |  |  | Lot | 1 |  | 0 | N.A | [19 empty] | 0 | 0 | [6 empty] | 0 |  | 0
5 | EMERGENCY POWER BACK-UP GENERATOR (Open type - Noise Level 105 dB) |  |  | Lot | 1 |  | 0 | N.A | [19 empty] | 0 | 0 | [6 empty] | 0 |  | 0
6 | LIGHTING SYSTEM & SOCKET OUTLET |  |  | Lot | 1 |  | 21651.09 | [20 empty] | 14712.87 | 4783.85 | [6 empty] | 0 |  | 0
7 | ELECTRICAL FOR MECHANICAL EQUIPMENT (A.C, FAN, GATE MOTOR., PUMPS) |  |  | Lot | 1 |  | 2105.37 | [20 empty] | 1586.65 | 324.01 | [6 empty] | 0 |  | 0
8 | TELEPHONE SYSTEM EMPTY CONDUIT |  |  | Lot | 1 |  | 591.89 | [20 empty] | 398.54 | 135.98 | [6 empty] | 0 |  | 0
9 | LAN SYSTEM EMPTY CONDUIT |  |  | Lot | 1 |  | 117.1 | [20 empty] | 78.33 | 25.53 | [6 empty] | 0 |  | 0
10 | PUBLIC ADDRESS SYSTEM |  |  | Lot | 1 |  | 670.25 | [20 empty] | 384.4 | 204.61 | [6 empty] | 0 |  | 0
11 | FIRE ALARM SYSTEM |  |  | Lot | 1 |  | 2638.56 | [20 empty] | 1916.87 | 440.55 | [6 empty] | 0 |  | 0
| TOTAL EXTERNAL AREA ELECTRICAL WORKS | [5 empty] | 41999.18 | [20 empty] | 28927.63 | 8906.87 | [6 empty] | 0 |  | 0
| TOTAL ELECTRICAL WORKS | [5 empty] | 1077848 | [20 empty] | 818806.94 | 153395.85 | [6 empty] | 0 |  | 0
BREAKDOWN
A | PHASE 4 FACTORY AREA
1 | HIGH VOLTAGE SYSTEM
| 22kV Main network - Change overhead line to Underground cable | [6 empty] | By other
[18 empty] | 0% | 0% | 0%
Power intake station
| Concrete Pole | 12m | 151-HV | set | 2 | 220.35 | 440.7 |  | 2 | 105 | 210 | 171-1 |  |  |  | 4500000 | 80 | 0% | 0% | 0% | 97% | 209.86 | 105% | 220.35 | 5% | 84 | 105 | 419.72 | 168 |  |  | 0% | 0% | 0% | 0 | 0 | 0 | 0
| Concrete casting for foundation |  | 151-HV | set | 2 | 122.42 | 244.84 |  | 2 | 105 | 210 | 171-1 |  |  |  | 2500000 | 80 | 0% | 0% | 0% | 97% | 116.59 | 105% | 122.42 | 5% | 84 | 105 | 233.18 | 168 |  |  | 0% | 0% | 0% | 0 | 0 | 0 | 0
| Crossarm | L75x75x8 2.4m c/w support HDG - VN | 151-HV | set | 11 | 31.83 | 350.13 |  | 11 | 6.56 | 72.16 | 171-1 |  |  |  | 650000 | 5 | 0% | 0% | 0% | 97% | 30.31 | 105% | 31.83 | 5% | 5.25 | 6.56 | 333.41 | 57.75 |  |  | 0% | 0% | 0% | 0 | 0 | 0 | 0
| Pin insulator |  | 151-HV | set | 3 | 10.28 | 30.84 |  | 3 | 6.56 | 19.68 | 171-1 |  |  |  | 210000 | 5 | 0% | 0% | 0% | 97% | 9.79 | 105% | 10.28 | 5% | 5.25 | 6.56 | 29.37 | 15.75 |  |  | 0% | 0% | 0% | 0 | 0 | 0 | 0
| Strain clamp |  | 151-HV | set | 3 | 20.32 | 60.96 |  | 3 | 10.5 | 31.5 | 171-1 |  |  |  | 415000 | 8 | 0% | 0% | 0% | 97% | 19.35 | 105% | 20.32 | 5% | 8.4 | 10.5 | 58.05 | 25.2 |  |  | 0% | 0% | 0% | 0 | 0 | 0 | 0
| Recloser 3P 630A 24kA |  | 151-HV | set | 1 | 11751.93 | 11751.93 |  | 1 | 105 | 105 | 171-1 |  |  |  | 240000000 | 80 | 0% | 0% | 0% | 97% | 11192.31 | 105% | 11751.93 | 5% | 84 | 105 | 11192.31 | 84 |  |  | 0% | 0% | 0% | 0 | 0 | 0 | 0
| DS 3P 630A 24kA |  | 151-HV | set | 1 | 783.46 | 783.46 |  | 1 | 65.63 | 65.63 | 171-1 |  |  |  | 16000000 | 50 | 0% | 0% | 0% | 97% | 746.15 | 105% | 783.46 | 5% | 52.5 | 65.63 | 746.15 | 52.5 |  |  | 0% | 0% | 0% | 0 | 0 | 0 | 0
| LA 18kV - 10kA |  | 151-HV | set | 3 | 35.26 | 105.78 |  | 3 | 10.5 | 31.5 | 171-1 |  |  |  | 720000 | 8 | 0% | 0% | 0% | 97% | 33.58 | 105% | 35.26 | 5% | 8.4 | 10.5 | 100.74 | 25.2 |  |  | 0% | 0% | 0% | 0 | 0 | 0 | 0
| Fixing Materials for above |  | 151-HV | lot | 1 | 1226.19 | 1226.19 |  | 1 | 474.04 | 474.04 | 171-1 | 10% |  | 1203.92 |  | 361.176 | 0% | 0% | 0% | 97% | 1167.8 | 105% | 1226.19 | 5% | 379.23 | 474.04 | 1167.8 | 379.23 |  |  | 0% | 0% | 0% | 0 | 0 | 0 | 0
| Hotline Clamp |  | 151-HV | set | 3 | 8.57 | 25.71 |  | 3 | 6.56 | 19.68 | 171-1 |  |  |  | 175000 | 5 | 0% | 0% | 0% | 97% | 8.16 | 105% | 8.57 | 5% | 5.25 | 6.56 | 24.48 | 15.75 |  |  | 0% | 0% | 0% | 0 | 0 | 0 | 0
| Measuring including |  | 151-HV | set | 1 | Property of EVN |  | By other | 1 | 0 | 0 | 171-1 | [5 empty] | 0% | 0% | 0% | 97% | 0 | 105% | 0 | 5% | 0 | 0 | 0 | 0 |  |  | 0% | 0% | 0% | 0 | 0 | 0 | 0
| CT 24KV-30/5A | 3 Nos | 151-HV | set |  | By EVN |  | By other |  | 0 | 0 | 171-1 | [5 empty] | 0% | 0% | 0% | 97% | 0 | 105% | 0 | 5% | 0 | 0 | 0 | 0 |  |  | 0% | 0% | 0% | 0 | 0 | 0 | 0
| PT 24KV - 12000V/120V | 3 Nos | 151-HV | set |  | By EVN |  | By other |  | 0 | 0 | 171-1 | [5 empty] | 0% | 0% | 0% | 97% | 0 | 105% | 0 | 5% | 0 | 0 | 0 | 0 |  |  | 0% | 0% | 0% | 0 | 0 | 0 | 0
| KWH meter | 1 No. | 151-HV | set | 1 | 710.01 | 710.01 | By other | 1 | 0 | 0 | 171-1 |  |  |  | 14500000 |  | 0% | 0% | 0% | 97% | 676.2 | 105% | 710.01 | 5% | 0 | 0 | 676.2 | 0 |  |  | 0% | 0% | 0% | 0 | 0 | 0 | 0
| Earthing system |  | 151-HV | lot | 1 | 2037 | 2037 |  | 1 | 918.75 | 918.75 | 171-1 |  |  | 2000 |  | 700 | 0% | 0% | 0% | 97% | 1940 | 105% | 2037 | 5% | 735 | 918.75 | 1940 | 735 |  |  | 0% | 0% | 0% | 0 | 0 | 0 | 0
| Fixing material for above |  | 151-HV | lot | 1 | 98.79 | 98.79 |  | 1 | 25.46 | 25.46 | 171-1 | 5% |  | 97 |  | 19.4 | 0% | 0% | 0% | 97% | 94.09 | 105% | 98.79 | 5% | 20.37 | 25.46 | 94.09 | 20.37 |  |  | 0% | 0% | 0% | 0 | 0 | 0 | 0
| 22KV Cable | XLPE/PVC 70sqmm-1C | 151-HV | m | 63 | 8.88 | 559.44 |  | 60 | 1.31 | 82.53 | 171-1 |  |  |  | 181340 | 1 | 0% | 0% | 0% | 97% | 8.46 | 105% | 8.88 | 5% | 1.05 | 1.31 | 507.6 | 63 |  |  | 0% | 0% | 0% | 0 | 0 | 0 | 0
| 22KV Cable | Cu/XLPE/DSTA/PVC 185sqmm-3C | 151-HV | m | 84 | 61.4 | 5157.6 |  | 80 | 8.54 | 717.36 | 171-1 |  |  |  | 1254100 | 6.5 | 0% | 0% | 0% | 97% | 58.48 | 105% | 61.4 | 5% | 6.83 | 8.54 | 4678.4 | 546.4 |  |  | 0% | 0% | 0% | 0 | 0 | 0 | 0
| H.V terminantion kit (outdoor type) | 22kV, 3C-185mm2 | 132 | set | 1 | 298.69 | 298.69 |  | 1 | 131.25 | 131.25 | 132 |  |  |  | 6100000 | 100 | 0% | 0% | 0% | 97% | 284.47 | 105% | 298.69 | 5% | 105 | 131.25 | 284.47 | 105 |  |  | 0% | 0% | 0% | 0 | 0 | 0 | 0
| Steel pipe for down cable at pole D150 |  | 111E-2 | m | 6 | 31.83 | 190.98 |  | 6 | 5.25 | 31.5 | 171-1 |  |  |  | 650000 | 4 | 0% | 0% | 0% | 97% | 30.31 | 105% | 31.83 | 5% | 4.2 | 5.25 | 181.86 | 25.2 |  |  | 0% | 0% | 0% | 0 | 0 | 0 | 0
| Electric Flexible pipe | FEP D150 | 111E-3 | m | 122 | 8.22 | 1002.84 |  | 116 | 4.6 | 561.2 | 171-1 |  |  |  | 168000 | 3.5 | 0% | 0% | 0% | 97% | 7.83 | 105% | 8.22 | 5% | 3.68 | 4.6 | 908.28 | 426.88 |  |  | 0% | 0% | 0% | 0 | 0 | 0 | 0
| Fittings for above |  | 111E-3 | lot | 1 | 222.06 | 222.06 |  | 1 | 57.24 | 57.24 | 171-1 | 20% | 84-89 | 218.03 |  | 43.606 | 0% | 0% | 0% | 97% | 211.49 | 105% | 222.06 | 5% | 45.79 | 57.24 | 211.49 | 45.79 |  |  | 0% | 0% | 0% | 0 | 0 | 0 | 0
| Manhole W/cover(Iron casting) | 1200Wx1200Lx1200D | 111-8 | set | 2 | 662.03 | 1324.06 |  | 2 | 196.88 | 393.76 | 171-1 |  |  | 650 |  | 150 | 0% | 0% | 0% | 97% | 630.5 | 105% | 662.03 | 5% | 157.5 | 196.88 | 1261 | 315 |  |  | 0% | 0% | 0% | 0 | 0 | 0 | 0
| Excavation & Backfilling |  | 210-1 | m3 | 165 | 8.62 | 1422.3 |  | 157 | 4.81 | 793.65 | 171-1 |  |  |  | 176000 | 3.67 | 0% | 0% | 0% | 97% | 8.21 | 105% | 8.62 | 5% | 3.85 | 4.81 | 1288.97 | 604.45 |  |  | 0% | 0% | 0% | 0 | 0 | 0 | 0
| Sand for backfilling |  | 210-1 | m3 | 26 | 12.48 | 324.48 |  | 25 | 10.44 | 271.44 | 171-1 |  |  |  | 255000 | 7.95 | 0% | 0% | 0% | 97% | 11.89 | 105% | 12.48 | 5% | 8.35 | 10.44 | 297.25 | 208.75 |  |  | 0% | 0% | 0% | 0 | 0 | 0 | 0
| Warning tape |  | 151-HV | m | 122 | 2.8 | 341.6 |  | 116 | 0.79 | 96.38 | 171-1 |  |  | 2.75 |  | 0.6 | 0% | 0% | 0% | 97% | 2.67 | 105% | 2.8 | 5% | 0.63 | 0.79 | 309.72 | 73.08 |  |  | 0% | 0% | 0% | 0 | 0 | 0 | 0
| Marking materials for high voltage line |  | 210-1 | set | 5 | 5.37 | 26.85 |  | 5 | 1.31 | 6.55 | 171-1 |  |  | 5.27 |  | 1 | 0% | 0% | 0% | 97% | 5.11 | 105% | 5.37 | 5% | 1.05 | 1.31 | 25.55 | 5.25 |  |  | 0% | 0% | 0% | 0 | 0 | 0 | 0
| Encasing Concrete for protection FEP crossing road |  | 210-1 | m3 | 14 | 95.74 | 1340.36 |  | 13 | 39.38 | 551.32 | 171-1 |  |  | 94 |  | 30 | 0% | 0% | 0% | 97% | 91.18 | 105% | 95.74 | 5% | 31.5 | 39.38 | 1185.34 | 409.5 |  |  | 0% | 0% | 0% | 0 | 0 | 0 | 0
| Miscellaneous material for above |  | 159 | lot | 1 | 860.29 | 860.29 |  | 1 | 221.73 | 221.73 | 171-1 | 3% | 65-67 | 844.66 |  | 168.932 | 0% | 0% | 0% | 97% | 819.32 | 105% | 860.29 | 5% | 177.38 | 221.73 | 819.32 | 177.38 |  |  | 0% | 0% | 0% | 0 | 0 | 0 | 0
| Transportation |  | 300-3 | lot | 1 | 2007.34 | 2007.34 |  | 1 | 0 | 0 | 171-1 | 7% |  | 1970.88 |  |  | 0% | 0% | 0% | 97% | 1911.75 | 105% | 2007.34 | 5% | 0 | 0 | 1911.75 | 0 |  |  | 0% | 0% | 0% | 0 | 0 | 0 | 0
[21 empty] | 0% |  | 105%
| Labor |  | 210 | l | 1 | 6099.31 | 6099.31 |  | 1 | 0 | 6099.31 | 171-1 | [5 empty] | 0% | 0% | 0% | 5% | 0 | 105% | 0 | 5% | 0 | 0 | 0 | 0 |  |  | 0% | 0% | 0% | 0 | 0 | 0 | 0
[18 empty] | 0% | 0% | 0% | 0% |  | 105%
| HV panels | [19 empty] | 0% |  | 105%
| Consumer's 24KV switchgear | Including | [18 empty] | 0% |  | 105%
| - Incoming Panel: LBS 22kV 630A 20kA/3s c/w Relay 50/51N+CTs, Voltage Indicator |  | 171-1 | set | 1 | 12054.81 | 12054.81 |  | 1 | 590.63 | 590.63 | 171-1 |  |  |  | 238800000 | 450 | 0% | 0% | 0% | 100% | 11480.77 | 105% | 12054.81 | 5% | 472.5 | 590.63 | 11480.77 | 472.5 |  |  | 0% | 0% | 0% | 0 | 0 | 0 | 0
| - Metering Panel: CTs, VTs & Multimeter |  | 171-1 | set | 1 | 12918.02 | 12918.02 |  | 1 | 590.63 | 590.63 | 171-1 |  |  |  | 255900000 | 450 | 0% | 0% | 0% | 100% | 12302.88 | 105% | 12918.02 | 5% | 472.5 | 590.63 | 12302.88 | 472.5 |  |  | 0% | 0% | 0% | 0 | 0 | 0 | 0
| - Outgoing Panel: LBS 22kV 630A 20kA/3s | For Transformer General load | 171-1 | set | 1 | 5169.23 | 5169.23 |  | 1 | 590.63 | 590.63 | 171-1 |  |  |  | 102400000 | 450 | 0% | 0% | 0% | 100% | 4923.08 | 105% | 5169.23 | 5% | 472.5 | 590.63 | 4923.08 | 472.5 |  |  | 0% | 0% | 0% | 0 | 0 | 0 | 0
| - Outgoing Panel: LBS 22kV 630A 20kA/3s | For Transformer Production load | 171-1 | set | 1 | 5169.23 | 5169.23 |  | 1 | 590.63 | 590.63 | 171-1 |  |  |  | 102400000 | 450 | 0% | 0% | 0% | 100% | 4923.08 | 105% | 5169.23 | 5% | 472.5 | 590.63 | 4923.08 | 472.5 |  |  | 0% | 0% | 0% | 0 | 0 | 0 | 0
| Set of cable connection |  | 132 | set | 1 | 977.76 | 977.76 |  | 1 | 65.63 | 65.63 | 171-1 |  |  | 960 |  | 50 | 0% | 0% | 0% | 97% | 931.2 | 105% | 977.76 | 5% | 52.5 | 65.63 | 931.2 | 52.5 |  |  | 0% | 0% | 0% | 0 | 0 | 0 | 0
| Cable trench/ pit |  |  | unit | 1 | By other (Civil) |  | By other (Civil work) | 1 | 0 | 0 | 171-4 | [5 empty] | 0% | 0% | 0% | 0% | 0 | 105% | 0 | 5% | 0 | 0 | 0 | 0 |  |  | 0% | 0% | 0% | 0 | 0 | 0 | 0
| 22KV/0.4KV 3P4W Oil Transformer 2,500KVA |  | 171-4 | set | 0 | Supply & Install by other (Main Cont.) |  | By other | 0 | 1312.5 | 0 | 171-4 |  |  |  | 865153000 | 1000 | 0% | 0% | 0% | 97% | 40346.08 | 105% | 42363.38 | 5% | 1050 | 1312.5 | 0 | 0 |  |  | 0% | 0% | 0% | 0 | 0 | 0 | 0
| RC foundation, Concrete dike & fence for Transformer |  |  | unit | 1 | By other (Civil) |  | By other (Civil work) | 1 | 0 | 0 | 171-4 | [5 empty] | 0% | 0% | 0% | 0% | 0 | 105% | 0 | 5% | 0 | 0 | 0 | 0 |  |  | 0% | 0% | 0% | 0 | 0 | 0 | 0
| Oil pit (concrete) |  |  | unit | 1 | By other (Civil) |  | By other (Civil work) | 1 | 0 | 0 | 171-4 | [5 empty] | 0% | 0% | 0% | 0% | 0 | 105% | 0 | 5% | 0 | 0 | 0 | 0 |  |  | 0% | 0% | 0% | 0 | 0 | 0 | 0
| Support for above |  | 121-1 | lot | 1 | 509.25 | 509.25 |  | 1 | 157.5 | 157.5 | 210-1 |  |  | 500 |  | 120 | 0% | 0% | 0% | 97% | 485 | 105% | 509.25 | 5% | 126 | 157.5 | 485 | 126 |  |  | 0% | 0% | 0% | 0 | 0 | 0 | 0
| Earthing system |  | 151 | set | 1 | 2037 | 2037 |  | 1 | 918.75 | 918.75 | 171-1 |  |  | 2000 |  | 700 | 0% | 0% | 0% | 97% | 1940 | 105% | 2037 | 5% | 735 | 918.75 | 1940 | 735 |  |  | 0% | 0% | 0% | 0 | 0 | 0 | 0
| Earthing Panel |  | 171-2 | lot | 1 | 437.96 | 437.96 |  | 1 | 19.69 | 19.69 | 151 |  |  | 430 |  | 15 | 0% | 0% | 0% | 97% | 417.1 | 105% | 437.96 | 5% | 15.75 | 19.69 | 417.1 | 15.75 |  |  | 0% | 0% | 0% | 0 | 0 | 0 | 0
[21 empty] | 0% | 0 | 105% |  |  | 0 | 0 | 0 | 0 |  |  | 0% | 0% | 0% | 0 | 0 | 0 | 0
| Cable 24KV | Cu/XLPE/PVC 3C-50mm2 | 151-HV | m | 46 | 20.92 | 962.32 |  | 44 | 3.29 | 151.34 | 131 |  |  |  | 414250 | 2.5 | 0% | 0% | 0% | 100% | 19.92 | 105% | 20.92 | 5% | 2.63 | 3.29 | 876.48 | 115.72 |  |  | 0% | 0% | 0% | 0 | 0 | 0 | 0
| H.V terminantion kit (indoor type) | 22kV, 3C-185mm2 | 132 | set | 1 | 298.69 | 298.69 |  | 1 | 131.25 | 131.25 | 132 |  |  |  | 6100000 | 100 | 0% | 0% | 0% | 97% | 284.47 | 105% | 298.69 | 5% | 105 | 131.25 | 284.47 | 105 |  |  | 0% | 0% | 0% | 0 | 0 | 0 | 0
| H.V terminantion kit (indoor type) | 22kV, 3C-50mm2 | 132 | set | 4 | 166.49 | 665.96 |  | 4 | 131.25 | 525 | 132 |  |  |  | 3400000 | 100 | 0% | 0% | 0% | 97% | 158.56 | 105% | 166.49 | 5% | 105 | 131.25 | 634.24 | 420 |  |  | 0% | 0% | 0% | 0 | 0 | 0 | 0
| Cable ladder (HDG) with cover | W600xH100 | 121 | m | 21 | 12.12 | 254.52 |  | 20 | 3.94 | 82.74 | 121 |  |  |  | 240000 | 3 | 0% | 0% | 0% | 100% | 11.54 | 105% | 12.12 | 5% | 3.15 | 3.94 | 230.8 | 63 |  |  | 0% | 0% | 0% | 0 | 0 | 0 | 0
| Fittings for above |  | 121 | lot | 1 | 105.78 | 105.78 |  | 1 | 27.26 | 27.26 | 121-1 | 45% |  | 103.86 |  | 20.772 | 0% | 0% | 0% | 97% | 100.74 | 105% | 105.78 | 5% | 21.81 | 27.26 | 100.74 | 21.81 |  |  | 0% | 0% | 0% | 0 | 0 | 0 | 0
| Hanger and support for above |  | 121-1 | lot | 1 | 497.66 | 497.66 |  | 1 | 192.4 | 192.4 | 210-1 | 20% |  | 488.62 |  | 146.586 | 0% | 0% | 0% | 97% | 473.96 | 105% | 497.66 | 5% | 153.92 | 192.4 | 473.96 | 153.92 |  |  | 0% | 0% | 0% | 0 | 0 | 0 | 0
| Misc. & consumable |  | 159 | lot | 1 | 435.26 | 435.26 |  | 1 | 0 | 0 | 159 | 1% |  | 427.35 |  |  | 0% | 0% | 0% | 97% | 414.53 | 105% | 435.26 | 5% | 0 | 0 | 414.53 | 0 |  |  | 0% | 0% | 0% | 0 | 0 | 0 | 0
[21 empty] | 0% | 0 | 105% |  |  | 0 | 0 | 0 | 0 |  |  | 0% | 0% | 0% | 0 | 0 | 0 | 0
| Checking & permission | [8 empty] | 0 | 0 | [6 empty] | 0% | 0% | 0% | 0% | 0 | 105% | 0 | 5% | 0 | 0 | 0 | 0 |  |  | 0% | 0% | 0% | 0 | 0 | 0 | 0
| Testing Fee by authority |  | 300-1 | lot | 1 | 1324.05 | 1324.05 |  | 1 | 0 | 0 | 300-1 |  |  | 1300 |  |  | 0% | 0% | 0% | 97% | 1261 | 105% | 1324.05 | 5% | 0 | 0 | 1261 | 0 |  |  | 0% | 0% | 0% | 0 | 0 | 0 | 0
| Design & approval fee |  | 300-1 | lot | 1 | 3091.15 | 3091.15 |  | 1 | 0 | 0 | 300-1 |  |  | 3035 |  |  | 0% | 0% | 0% | 97% | 2943.95 | 105% | 3091.15 | 5% | 0 | 0 | 2943.95 | 0 |  |  | 0% | 0% | 0% | 0 | 0 | 0 | 0
| Inspection fee for Power Company |  | 300-1 | lot | 1 | 1629.6 | 1629.6 |  | 1 | 0 | 0 | 300-1 |  |  | 1600 |  |  | 0% | 0% | 0% | 97% | 1552 | 105% | 1629.6 | 5% | 0 | 0 | 1552 | 0 |  |  | 0% | 0% | 0% | 0 | 0 | 0 | 0
[21 empty] | 0% | 0 | 105%
| Labor |  | 210 | set | 1 | 4634.08 | 4634.08 |  | 1 | 0 | 4634.08 | 210 | [5 empty] | 0% | 0% | 0% | 5% | 0 | 105% | 0 | 5% | 0 | 0 | 0 | 0 |  |  | 0% | 0% | 0% | 0 | 0 | 0 | 0
[21 empty] | 0% | 0 | 105%
| Testing & Commissioning |  | 300-2 | set | 1 | 704.79 | 704.79 |  | 1 | 0 | 0 | 300-2 | 20% |  | 691.99 |  |  | 0% | 0% | 0% | 97% | 671.23 | 105% | 704.79 | 5% | 0 | 0 | 671.23 | 0 |  |  | 0% | 0% | 0% | 0 | 0 | 0 | 0
| Consumption material |  | 159 | lot | 1 | 798.47 | 798.47 |  | 1 | 0 | 0 | 159 | 2% |  | 783.97 |  |  | 0% | 0% | 0% | 97% | 760.45 | 105% | 798.47 | 5% | 0 | 0 | 760.45 | 0 |  |  | 0% | 0% | 0% | 0 | 0 | 0 | 0
[21 empty] | 0% | 0 | 105% |  |  | 0 | 0
| Sub-total 1 | [5 empty] | 93720.13 |  |  |  | 10733.39 | [6 empty] | 0% | 0% | 0% | 0% | 0 | 105% |  |  | 0 | 0 | 78493.46 | 8451.13 | [6 empty] | 0 |  | 0
[21 empty] | 0% | 0 | 105% |  |  | 0 | 0 | 0 | 0
2 | LV MAIN SYSTEM | [8 empty] | 0 | 0 | [6 empty] | 0% | 0% | 0% | 0% | 0 | 105% | 0 | 5% | 0 | 0 | 0 | 0 |  |  | 0% | 0% | 0% | 0 | 0 | 0 | 0
| General Power Supply | [19 empty] | 0% | 0 | 105% |  |  | 0 | 0 | 0 | 0 |  |  | 0% | 0% | 0% | 0 | 0 | 0 | 0
| LV Main Switch Board (MSB-01) - General, 400V 3P 4W | (ATS 4P 4000AF/4000AT) | 171-2 | No | 1 | 61187.74 | 61187.74 |  | 1 | 2100 | 2100 | 171-2 |  |  |  | 1212100000 | 1600 | 0% | 0% | 0% | 100% | 58274.04 | 105% | 61187.74 | 5% | 1680 | 2100 | 58274.04 | 1680 |  |  | 0% | 0% | 0% | 0 | 0 | 0 | 0
| Support for above |  | 121-1 | lot | 1 | 296.76 | 296.76 |  | 1 | 76.49 | 76.49 | 210-1 | 0.5% |  | 291.37 |  | 58.274 | 0% | 0% | 0% | 97% | 282.63 | 105% | 296.76 | 5% | 61.19 | 76.49 | 282.63 | 61.19 |  |  | 0% | 0% | 0% | 0 | 0 | 0 | 0
| Busduct Aluminum conductor | 4000A, 3P 4W, 50% E with AL Housing ground, IP55 | 131 | m | 9 | 444.72 | 4002.48 |  | 9 | 23.63 | 212.67 | 131 |  |  |  | 8809560 | 18 | 0% | 0% | 0% | 100% | 423.54 | 105% | 444.72 | 5% | 18.9 | 23.63 | 3811.86 | 170.1 | 21495.6 | 1596 | 0% | 0% | 0% | 0 | 0 | 0 | 0
| Aluminum vertical elbow |  | 131 | No | 2 | 415.43 | 830.86 |  | 2 | 28.88 | 57.76 | 171-2 |  |  |  | 8229600 | 22 | 0% | 0% | 0% | 100% | 395.65 | 105% | 415.43 | 5% | 23.1 | 28.88 | 791.3 | 46.2 | 1910.45 | 49.88 | 0% | 0% | 0% | 0 | 0 | 0 | 0
| Flanged end |  | 131 | No | 2 | 392.21 | 784.42 |  | 2 | 10.5 | 21 | 171-2 |  |  |  | 7769520 | 8 | 0% | 0% | 0% | 100% | 373.53 | 105% | 392.21 | 5% | 8.4 | 10.5 | 747.06 | 16.8 | 1910.45 | 49.88 | 0% | 0% | 0% | 0 | 0 | 0 | 0
| Flexible Conductor |  | 131 | No | 1 | 2195.54 | 2195.54 |  | 1 | 36.75 | 36.75 | 171-2 |  |  |  | 43492680 | 28 | 0% | 0% | 0% | 100% | 2090.99 | 105% | 2195.54 | 5% | 29.4 | 36.75 | 2090.99 | 29.4 | 1910.45 | 49.88 | 0% | 0% | 0% | 0 | 0 | 0 | 0
| Horizontal hanger |  | 131 | No | 4 | 32.26 | 129.04 |  | 4 | 7.88 | 31.52 | 171-2 |  |  |  | 639000 | 6 | 0% | 0% | 0% | 100% | 30.72 | 105% | 32.26 | 5% | 6.3 | 7.88 | 122.88 | 25.2 | 1910.45 | 49.88 | 0% | 0% | 0% | 0 | 0 | 0 | 0
| Accessories for above |  | 121 | lot | 1 | 1155.6 | 1155.6 |  | 1 | 297.84 | 297.84 | 121-1 | 15% |  | 1134.61 |  | 226.922 | 0% | 0% | 0% | 97% | 1100.57 | 105% | 1155.6 | 5% | 238.27 | 297.84 | 1100.57 | 238.27 |  |  | 0% | 0% | 0% | 0 | 0 | 0 | 0
| Support for above |  | 121-1 | lot | 1 | 385.19 | 385.19 |  | 1 | 148.91 | 148.91 | 210-1 | 5% |  | 378.2 |  | 113.46 | 0% | 0% | 0% | 97% | 366.85 | 105% | 385.19 | 5% | 119.13 | 148.91 | 366.85 | 119.13 |  |  | 0% | 0% | 0% | 0 | 0 | 0 | 0
| Earthing system for LV system |  | 151 | lot | 1 | 2037 | 2037 |  | 1 | 918.75 | 918.75 | 131 |  |  | 2000 |  | 700 | 0% | 0% | 0% | 97% | 1940 | 105% | 2037 | 5% | 735 | 918.75 | 1940 | 735 |  |  | 0% | 0% | 0% | 0 | 0 | 0 | 0
[21 empty] | 0% | 0 | 105% |  |  | 0 | 0 | 0 | 0 |  |  | 0% | 0% | 0% | 0 | 0 | 0 | 0
| Labor |  | 210 | set | 1 | 3901.69 | 3901.69 |  | 1 | 0 | 0 | 210 | [5 empty] | 0% | 0% | 0% | 5% | 0 | 105% | 0 | 5% | 0 | 0 | 0 | 0 |  |  | 0% | 0% | 0% | 0 | 0 | 0 | 0
| Testing & Commissioning |  | 300-2 | set | 1 | 486.09 | 486.09 |  | 1 | 0 | 0 | 300-2 | 20% |  | 477.26 |  |  | 0% | 0% | 0% | 97% | 462.94 | 105% | 486.09 | 5% | 0 | 0 | 462.94 | 0 |  |  | 0% | 0% | 0% | 0 | 0 | 0 | 0
| Testing Fee by authority |  | 300-1 | lot | 1 | 509.25 | 509.25 |  | 1 | 0 | 0 | 300-1 |  |  | 500 |  |  | 0% | 0% | 0% | 97% | 485 | 105% | 509.25 | 5% | 0 | 0 | 485 | 0 |  |  | 0% | 0% | 0% | 0 | 0 | 0 | 0
| Miscellaneous material for above |  | 159 | lot | 1 | 358.9 | 358.9 |  | 1 | 0 | 0 | 159 | 0.5% |  | 352.38 |  |  | 0% | 0% | 0% | 97% | 341.81 | 105% | 358.9 | 5% | 0 | 0 | 341.81 | 0 |  |  | 0% | 0% | 0% | 0 | 0 | 0 | 0
[11 empty] | 3901.69 | [9 empty] | 0% | 0 | 105% |  |  | 0 | 0 | 0 | 0 |  |  | 0% | 0% | 0% | 0 | 0 | 0 | 0
| Power For Production System | [19 empty] | 0% | 0 | 105% |  |  | 0 | 0 | 0 | 0 |  |  | 0% | 0% | 0% | 0 | 0 | 0 | 0
| 22KV/0.4KV 3P4W Oil Transformer 2,500KVA | Production 3P 4W 400-230V 3P 4W | 171-4 | set | 0 | Supply & Install by other (Main Cont.) |  | By other | 0 | 1312.5 | 0 | 171-4 |  |  |  | 865153000 | 1000 | 0% | 0% | 0% | 97% | 40346.08 | 105% | 42363.38 | 5% | 1050 | 1312.5 | 0 | 0 |  |  | 0% | 0% | 0% | 0 | 0 | 0 | 0
| RC foundation, Concrete dike & fence for Transformer |  |  | lot | 1 | Excluded (By Civil work) |  | By other | 1 | 0 | 0 | 121-1 | [5 empty] | 0% | 0% | 0% | 0% | 0 | 105% | 0 | 5% | 0 | 0 | 0 | 0 |  |  | 0% | 0% | 0% | 0 | 0 | 0 | 0
| Oil pit (concrete) |  |  | unit | 1 | Excluded (By Civil work) |  | By other | 1 | 0 | 0 | 171-4 | [5 empty] | 0% | 0% | 0% | 0% | 0 | 105% | 0 | 5% | 0 | 0 | 0 | 0 |  |  | 0% | 0% | 0% | 0 | 0 | 0 | 0
[21 empty] | 0% | 0 | 105% |  |  | 0 | 0 |  |  |  |  | 0% | 0% | 0% | 0 | 0 | 0 | 0
| LV Main Switch Board (MSB-380V-2) |  | 171-2 | No | 1 | 76040.82 | 76040.82 |  | 1 | 2362.5 | 2362.5 | 171-2 |  |  |  | 1552920000 | 1800 | 0% | 0% | 10% | 97% | 72419.83 | 105% | 76040.82 | 5% | 1890 | 2362.5 | 72419.83 | 1890 | 50191.35 | 997.5 | 0% | 0% | 10% | 0 | 0 | 0 | 0
| Support for above |  | 121-1 | lot | 1 | 511.19 | 511.19 |  | 1 | 131.75 | 131.75 | 210-1 | 1% |  | 501.91 |  | 100.382 | 0% | 0% | 0% | 97% | 486.85 | 105% | 511.19 | 5% | 105.4 | 131.75 | 486.85 | 105.4 |  |  | 0% | 0% | 0% | 0 | 0 | 0 | 0
[21 empty] | 0% | 0 | 105% |  |  | 0 | 0 |  |  |  |  | 0% | 0% | 0% | 0 | 0 | 0 | 0
| Busduct Aluminum conductor | 4000A, 3P 4W, 50% E with AL Housing ground, IP55 | 131 | m | 9 | 444.72 | 4002.48 |  | 9 | 23.63 | 212.67 | 131 |  |  |  | 8809560 | 18 | 0% | 0% | 0% | 100% | 423.54 | 105% | 444.72 | 5% | 18.9 | 23.63 | 3811.86 | 170.1 | 21495.6 | 1596 | 0% | 0% | 0% | 0 | 0 | 0 | 0
| Aluminum vertical elbow |  | 131 | No | 2 | 415.43 | 830.86 |  | 2 | 28.88 | 57.76 | 171-2 |  |  |  | 8229600 | 22 | 0% | 0% | 0% | 100% | 395.65 | 105% | 415.43 | 5% | 23.1 | 28.88 | 791.3 | 46.2 | 1910.45 | 49.88 | 0% | 0% | 0% | 0 | 0 | 0 | 0
| Flanged end |  | 131 | No | 2 | 392.21 | 784.42 |  | 2 | 10.5 | 21 | 171-2 |  |  |  | 7769520 | 8 | 0% | 0% | 0% | 100% | 373.53 | 105% | 392.21 | 5% | 8.4 | 10.5 | 747.06 | 16.8 | 1910.45 | 49.88 | 0% | 0% | 0% | 0 | 0 | 0 | 0
| Flexible Conductor |  | 131 | No | 1 | 2195.54 | 2195.54 |  | 1 | 36.75 | 36.75 | 171-2 |  |  |  | 43492680 | 28 | 0% | 0% | 0% | 100% | 2090.99 | 105% | 2195.54 | 5% | 29.4 | 36.75 | 2090.99 | 29.4 | 1910.45 | 49.88 | 0% | 0% | 0% | 0 | 0 | 0 | 0
| Horizontal hanger |  | 131 | No | 4 | 32.26 | 129.04 |  | 4 | 7.88 | 31.52 | 171-2 |  |  |  | 639000 | 6 | 0% | 0% | 0% | 100% | 30.72 | 105% | 32.26 | 5% | 6.3 | 7.88 | 122.88 | 25.2 | 1910.45 | 49.88 | 0% | 0% | 0% | 0 | 0 | 0 | 0
| Accessories for above |  | 121 | lot | 1 | 1155.6 | 1155.6 |  | 1 | 297.84 | 297.84 | 121-1 | 15% |  | 1134.61 |  | 226.922 | 0% | 0% | 0% | 97% | 1100.57 | 105% | 1155.6 | 5% | 238.27 | 297.84 | 1100.57 | 238.27 |  |  | 0% | 0% | 0% | 0 | 0 | 0 | 0
| Support for above |  | 121-1 | lot | 1 | 385.19 | 385.19 |  | 1 | 148.91 | 148.91 | 210-1 | 5% |  | 378.2 |  | 113.46 | 0% | 0% | 0% | 97% | 366.85 | 105% | 385.19 | 5% | 119.13 | 148.91 | 366.85 | 119.13 |  |  | 0% | 0% | 0% | 0 | 0 | 0 | 0
105%
| Earthing system for LV system |  | 151 | lot | 2 | 1099.98 | 2199.96 |  | 2 | 656.25 | 1312.5 | 131 |  |  | 1080 |  | 500 | 0% | 0% | 0% | 97% | 1047.6 | 105% | 1099.98 | 5% | 525 | 656.25 | 2095.2 | 1050 |  |  | 0% | 0% | 0% | 0 | 0 | 0 | 0
[21 empty] | 0% | 0 | 105% |  |  | 0 | 0 | 0 | 0 |  |  | 0% | 0% | 0% | 0 | 0 | 0 | 0
| Labor |  | 210 | set | 1 | 8514.89 | 8514.89 |  | 1 | 0 | 0 | 210 | [5 empty] | 0% | 0% | 0% | 5% | 0 | 105% | 0 | 5% | 0 | 0 | 0 | 0 |  |  | 0% | 0% | 0% | 0 | 0 | 0 | 0
| Testing & Commissioning |  | 300-2 | set | 1 | 155.09 | 155.09 |  | 1 | 0 | 0 | 300-2 | 5% |  | 152.27 |  |  | 0% | 0% | 0% | 97% | 147.7 | 105% | 155.09 | 5% | 0 | 0 | 147.7 | 0 |  |  | 0% | 0% | 0% | 0 | 0 | 0 | 0
| Testing Fee by authority |  | 300-1 | lot | 1 | 305.55 | 305.55 |  | 1 | 0 | 0 | 300-1 |  |  | 300 |  |  | 0% | 0% | 0% | 97% | 291 | 105% | 305.55 | 5% | 0 | 0 | 291 | 0 |  |  | 0% | 0% | 0% | 0 | 0 | 0 | 0
| Miscellaneous material for above |  | 159 | lot | 1 | 12.9 | 12.9 |  | 1 | 0 | 0 | 159 | 0.5% |  | 12.67 |  |  | 0% | 0% | 0% | 97% | 12.29 | 105% | 12.9 | 5% | 0 | 0 | 12.29 | 0 |  |  | 0% | 0% | 0% | 0 | 0 | 0 | 0
[21 empty] | 0% | 0 | 105% |  |  | 0 | 0 |  |  |  |  | 0% | 0% | 0% | 0 | 0 | 0 | 0
| Sub-total 2 | [5 empty] | 175484.09 |  |  |  | 8514.89 | [6 empty] | 0% | 0% | 0% | 0% | 0 | 105% |  |  | 0 | 0 | 155302.31 | 6811.79 | [6 empty] | 0 |  | 0
[21 empty] | 0% | 0 | 105% |  |  | 0 | 0
3 | SUBMAIN SYSTEM | [8 empty] | 0 | 0 | [6 empty] | 0% | 0% | 0% | 0% | 0 | 105% | 0 | 5% | 0 | 0 | 0 | 0 |  |  | 0% | 0% | 0% | 0 | 0 | 0 | 0
| Distribution boards | [8 empty] | 0 | 0 | [6 empty] | 0% | 0% | 0% | 0% | 0 | 105% | 0 | 5% | 0 | 0 | 0 | 0 |  |  | 0% | 0% | 0% | 0 | 0 | 0 | 0
| FDB-3 |  | 171-2 | No | 1 | 478.56 | 478.56 |  | 1 | 105 | 105 | 171-2 |  |  |  | 9480000 | 80 | 0% | 0% | 0% | 100% | 455.77 | 105% | 478.56 | 5% | 84 | 105 | 455.77 | 84 | 1910.45 | 49.88 | 0% | 0% | 0% | 0 | 0 | 0 | 0
| FDB-4 |  | 171-2 | No | 1 | 492.19 | 492.19 |  | 1 | 105 | 105 | 171-2 |  |  |  | 9750000 | 80 | 0% | 0% | 0% | 100% | 468.75 | 105% | 492.19 | 5% | 84 | 105 | 468.75 | 84 | 2614.4 | 79.8 | 0% | 0% | 0% | 0 | 0 | 0 | 0
| FDB-5 |  | 171-2 | No | 1 | 478.56 | 478.56 |  | 1 | 157.5 | 157.5 | 171-2 |  |  |  | 9480000 | 120 | 0% | 0% | 0% | 100% | 455.77 | 105% | 478.56 | 5% | 126 | 157.5 | 455.77 | 126 | 2235.35 | 79.8 | 0% | 0% | 0% | 0 | 0 | 0 | 0
| FDB-6 |  | 171-2 | No | 1 | 1353.89 | 1353.89 |  | 1 | 105 | 105 | 171-2 |  |  |  | 26820000 | 80 | 0% | 0% | 0% | 100% | 1289.42 | 105% | 1353.89 | 5% | 84 | 105 | 1289.42 | 84 | 4249.35 | 149.63 | 0% | 0% | 0% | 0 | 0 | 0 | 0
| FDB-7 |  | 171-2 | No | 1 | 464.43 | 464.43 |  | 1 | 105 | 105 | 171-2 |  |  |  | 9200000 | 80 | 0% | 0% | 0% | 100% | 442.31 | 105% | 464.43 | 5% | 84 | 105 | 442.31 | 84 | 2660.95 | 79.8 | 0% | 0% | 0% | 0 | 0 | 0 | 0
| FDB-UTI (UTILITY AREA) |  | 171-2 | No | 1 | 528.54 | 528.54 |  | 1 | 105 | 105 | 171-2 |  |  |  | 10470000 | 80 | 0% | 0% | 0% | 100% | 503.37 | 105% | 528.54 | 5% | 84 | 105 | 503.37 | 84 | 2660.95 | 79.8 | 0% | 0% | 0% | 0 | 0 | 0 | 0
| MCC-PAC-1 | (Weatherproof type) | 171-2 | No | 1 | 1555.31 | 1555.31 |  | 1 | 157.5 | 157.5 | 171-2 |  |  |  | 30810000 | 120 | 0% | 0% | 0% | 100% | 1481.25 | 105% | 1555.31 | 5% | 126 | 157.5 | 1481.25 | 126 | 3271.8 | 99.75 | 0% | 0% | 0% | 0 | 0 | 0 | 0
| MCC-PAC-2 | (Weatherproof type) | 171-2 | No | 1 | 1768.34 | 1768.34 |  | 1 | 157.5 | 157.5 | 171-2 |  |  |  | 35030000 | 120 | 0% | 0% | 0% | 100% | 1684.13 | 105% | 1768.34 | 5% | 126 | 157.5 | 1684.13 | 126 | 3271.8 | 99.75 | 0% | 0% | 0% | 0 | 0 | 0 | 0
| MCC-PAC-3 | (Weatherproof type) | 171-2 | No | 1 | 1605.8 | 1605.8 |  | 1 | 157.5 | 157.5 | 171-2 |  |  |  | 31810000 | 120 | 0% | 0% | 0% | 100% | 1529.33 | 105% | 1605.8 | 5% | 126 | 157.5 | 1529.33 | 126 | 3271.8 | 99.75 | 0% | 0% | 0% | 0 | 0 | 0 | 0
| MCC-PAC-4 | (Weatherproof type) | 171-2 | No | 1 | 1535.63 | 1535.63 |  | 1 | 157.5 | 157.5 | 171-2 |  |  |  | 30420000 | 120 | 0% | 0% | 0% | 100% | 1462.5 | 105% | 1535.63 | 5% | 126 | 157.5 | 1462.5 | 126 | 3271.8 | 99.75 | 0% | 0% | 0% | 0 | 0 | 0 | 0
| MCC-PAC-5 | (Weatherproof type) | 171-2 | No | 1 | 1668.89 | 1668.89 |  | 1 | 157.5 | 157.5 | 171-2 |  |  |  | 33060000 | 120 | 0% | 0% | 0% | 100% | 1589.42 | 105% | 1668.89 | 5% | 126 | 157.5 | 1589.42 | 126 | 3271.8 | 99.75 | 0% | 0% | 0% | 0 | 0 | 0 | 0
| MCC-COM |  | 171-2 | No | 1 | 1416.49 | 1416.49 |  | 1 | 157.5 | 157.5 | 171-2 |  |  |  | 28060000 | 120 | 0% | 0% | 0% | 100% | 1349.04 | 105% | 1416.49 | 5% | 126 | 157.5 | 1349.04 | 126 | 3271.8 | 99.75 | 0% | 0% | 0% | 0 | 0 | 0 | 0
| MCC-FP |  | 171-2 | No | 1 | 1039.5 | 1039.5 |  | 1 | 105 | 105 | 171-2 |  |  | 990 |  | 80 | 0% | 0% | 0% | 100% | 990 | 105% | 1039.5 | 5% | 84 | 105 | 990 | 84 | 3271.8 | 99.75 | 0% | 0% | 0% | 0 | 0 | 0 | 0
| Support for above |  | 121-1 | lot | 1 | 1098.83 | 1098.83 |  | 1 | 283.2 | 283.2 | 210-1 | 3% |  | 1078.87 |  | 215.774 | 0% | 0% | 0% | 97% | 1046.5 | 105% | 1098.83 | 5% | 226.56 | 283.2 | 1046.5 | 226.56 |  |  | 0% | 0% | 0% | 0 | 0 | 0 | 0
| From MSB-1 To FDB-3 | 4C-25sqmm Al/XLPE/PVC + E 1C-16sqmm Al/PVC | 131-1 | m | 38 | 1.92 | 72.96 |  | 36 | 3.94 | 149.72 | 131 |  |  |  | 38070 | 3 | 0% | 0% | 0% | 100% | 1.83 | 105% | 1.92 | 5% | 3.15 | 3.94 | 65.88 | 113.4 |  |  | 0% | 0% | 0% | 0 | 0 | 0 | 0
| From MSB-1 To FDB-4 | 4C-25sqmm Al/XLPE/PVC + E 1C-16sqmm Al/PVC | 131-1 | m | 69 | 1.92 | 132.48 |  | 66 | 3.94 | 271.86 | 131 |  |  |  | 38070 | 3 | 0% | 0% | 0% | 100% | 1.83 | 105% | 1.92 | 5% | 3.15 | 3.94 | 120.78 | 207.9 |  |  | 0% | 0% | 0% | 0 | 0 | 0 | 0
| From MSB-1 To FDB-5 | 4C-50sqmm Al/XLPE/PVC + E-1C-25sqmm Al/PVC | 131-1 | m | 135 | 3.22 | 434.7 |  | 129 | 3.94 | 531.9 | 131 |  |  |  | 63830 | 3 | 0% | 0% | 0% | 100% | 3.07 | 105% | 3.22 | 5% | 3.15 | 3.94 | 396.03 | 406.35 |  |  | 0% | 0% | 0% | 0 | 0 | 0 | 0
| From MSB-1 To FDB-6 | 4C-35sqmm Al/XLPE/PVC + E 1C-16sqmm Al/PVC | 131 | m | 100 | 2.42 | 242 |  | 95 | 3.94 | 394 | 131 |  |  |  | 47860 | 3 | 0% | 0% | 0% | 100% | 2.3 | 105% | 2.42 | 5% | 3.15 | 3.94 | 218.5 | 299.25 |  |  | 0% | 0% | 0% | 0 | 0 | 0 | 0
| From MSB-1 To FDB-7 | 4C-25sqmm Al/XLPE/PVC + E 1C-16sqmm Al/PVC | 131 | m | 100 | 1.92 | 192 |  | 95 | 3.94 | 394 | 131 |  |  |  | 38070 | 3 | 0% | 0% | 0% | 100% | 1.83 | 105% | 1.92 | 5% | 3.15 | 3.94 | 173.85 | 299.25 |  |  | 0% | 0% | 0% | 0 | 0 | 0 | 0
| From MSB-1 To FDB-UTI (UTILITY AREA) | 4C-25sqmm Al/XLPE/PVC + E 1C-16sqmm Al/PVC | 131 | m | 21 | 1.92 | 40.32 |  | 20 | 3.94 | 82.74 | 131 |  |  |  | 38070 | 3 | 0% | 0% | 0% | 100% | 1.83 | 105% | 1.92 | 5% | 3.15 | 3.94 | 36.6 | 63 |  |  | 0% | 0% | 0% | 0 | 0 | 0 | 0
| From MSB-1 To MCC-PAC-1 | 3x1C-240sqmm Al/XLPE/PVC + N 1C-185sqmm Al/XLPE/PVC + E 1C-120sqmm Al/PVC | 131-1 | m | 173 | 12.78 | 2210.94 |  | 165 | 13.65 | 2361.45 | 131 |  |  |  | 253210 | 10.4 | 0% | 0% | 0% | 100% | 12.17 | 105% | 12.78 | 5% | 10.92 | 13.65 | 2008.05 | 1801.8 |  |  | 0% | 0% | 0% | 0 | 0 | 0 | 0
| From MSB-1 To MCC-PAC-2 | 3x1C-300sqmm Al/XLPE/PVC + N 1C-240sqmm Al/XLPE/PVC + E 1C-150sqmm Al/PVC | 131-1 | m | 149 | 16.14 | 2404.86 |  | 142 | 13.65 | 2033.85 | 131 |  |  |  | 319720 | 10.4 | 0% | 0% | 0% | 100% | 15.37 | 105% | 16.14 | 5% | 10.92 | 13.65 | 2182.54 | 1550.64 |  |  | 0% | 0% | 0% | 0 | 0 | 0 | 0
| From MSB-1 To MCC-PAC-3 | 3x1C-95sqmm Al/XLPE/PVC + N 1C-70sqmm Al/XLPE/PVC + E 1C-50sqmm Al/PVC | 131-1 | m | 113 | 5.38 | 607.94 |  | 108 | 12.6 | 1423.8 | 131 |  |  |  | 106560 | 9.6 | 0% | 0% | 0% | 100% | 5.12 | 105% | 5.38 | 5% | 10.08 | 12.6 | 552.96 | 1088.64 |  |  | 0% | 0% | 0% | 0 | 0 | 0 | 0
| From MSB-1 To MCC-PAC-4 | 3x1C-120sqmm Al/XLPE/PVC + N 1C-95sqmm Al/XLPE/PVC + E 1C-70sqmm Al/PVC | 131-1 | m | 59 | 6.76 | 398.84 |  | 56 | 9.19 | 542.21 | 131 |  |  |  | 133970 | 7 | 0% | 0% | 0% | 100% | 6.44 | 105% | 6.76 | 5% | 7.35 | 9.19 | 360.64 | 411.6 |  |  | 0% | 0% | 0% | 0 | 0 | 0 | 0
| From MSB-1 To MCC-PAC-5 | 3x1C-120sqmm Al/XLPE/PVC + N 1C-95sqmm Al/XLPE/PVC + E 1C-70sqmm Al/PVC | 131-1 | m | 69 | 6.76 | 466.44 |  | 66 | 12.6 | 869.4 | 131 |  |  |  | 133970 | 9.6 | 0% | 0% | 0% | 100% | 6.44 | 105% | 6.76 | 5% | 10.08 | 12.6 | 425.04 | 665.28 |  |  | 0% | 0% | 0% | 0 | 0 | 0 | 0
| From MSB-1 To MCC-COMP | 3x1C-150sqmm Al/XLPE/PVC + N 1C-120sqmm Al/XLPE/PVC + E 1C-95sqmm Al/PVC | 131-1 | m | 54 | 8.56 | 462.24 |  | 51 | 9.19 | 496.26 | 131 |  |  |  | 169430 | 7 | 0% | 0% | 0% | 100% | 8.15 | 105% | 8.56 | 5% | 7.35 | 9.19 | 415.65 | 374.85 |  |  | 0% | 0% | 0% | 0 | 0 | 0 | 0
| From MSB-1 To MCC-FP | 3x1C-95sqmm Al/XLPE/PVC + N 1C-70sqmm Al/XLPE/PVC + E 1C-50sqmm Al/PVC | 131-1 | m | 54 | 5.38 | 290.52 |  | 51 | 3.94 | 212.76 | 131 |  |  |  | 106560 | 3 | 0% | 0% | 0% | 100% | 5.12 | 105% | 5.38 | 5% | 3.15 | 3.94 | 261.12 | 160.65 |  |  | 0% | 0% | 0% | 0 | 0 | 0 | 0
| From MSB-1 To MCC-WS | 4C-25sqmm Al/XLPE/PVC + E 1C-16sqmm Al/PVC | 131-1 | m | 47 | 1.92 | 90.24 |  | 45 | 3.94 | 185.18 | 131 |  |  |  | 38070 | 3 | 0% | 0% | 0% | 100% | 1.83 | 105% | 1.92 | 5% | 3.15 | 3.94 | 82.35 | 141.75 |  |  | 0% | 0% | 0% | 0 | 0 | 0 | 0
| Termination & support for above |  | 132-1 | lot | 1 | 892.21 | 892.21 |  | 1 | 229.95 | 229.95 | 132-1 | 12% |  | 876 |  | 175.2 | 0% | 0% | 0% | 97% | 849.72 | 105% | 892.21 | 5% | 183.96 | 229.95 | 849.72 | 183.96 |  |  | 0% | 0% | 0% | 0 | 0 | 0 | 0
| Cable ladder (Power coated paint) | W1000xH100 | 121 | m | 497 | 15.8 | 7852.6 |  | 473 | 4.6 | 2286.2 | 121 |  |  |  | 313000 | 3.5 | 0% | 0% | 0% | 100% | 15.05 | 105% | 15.8 | 5% | 3.68 | 4.6 | 7118.65 | 1740.64 |  |  | 0% | 0% | 0% | 0 | 0 | 0 | 0
| Cable ladder (Power coated paint) | W600xH100 | 121 | m | 126 | 12.12 | 1527.12 |  | 120 | 4.2 | 529.2 | 121 |  |  |  | 240000 | 3.2 | 0% | 0% | 0% | 100% | 11.54 | 105% | 12.12 | 5% | 3.36 | 4.2 | 1384.8 | 403.2 |  |  | 0% | 0% | 0% | 0 | 0 | 0 | 0
| Cable ladder (Power coated paint) | W300xH100 | 121 | m | 28 | 7.98 | 223.44 |  | 27 | 3.29 | 92.12 | 121 |  |  |  | 158000 | 2.5 | 0% | 0% | 0% | 100% | 7.6 | 105% | 7.98 | 5% | 2.63 | 3.29 | 205.2 | 71.01 |  |  | 0% | 0% | 0% | 0 | 0 | 0 | 0
| Cable ladder (Power coated paint) | W400xH100 | 121 | m | 42 | 8.79 | 369.18 |  | 40 | 6.56 | 275.52 | 121 |  |  |  | 174000 | 5 | 0% | 0% | 0% | 100% | 8.37 | 105% | 8.79 | 5% | 5.25 | 6.56 | 334.8 | 210 |  |  | 0% | 0% | 0% | 0 | 0 | 0 | 0
| Cable ladder (HDG) with cover | W300xH100 | 121 | m | 77 | 24.83 | 1911.91 |  | 73 | 4.6 | 354.2 | 121 |  |  |  | 492000 | 3.5 | 0% | 0% | 0% | 100% | 23.65 | 105% | 24.83 | 5% | 3.68 | 4.6 | 1726.45 | 268.64 |  |  | 0% | 0% | 0% | 0 | 0 | 0 | 0
| Cable ladder (HDG) with cover | W200xH100 | 121 | m | 158 | 20.19 | 3190.02 |  | 150 | 3.94 | 622.52 | 121 |  |  |  | 400000 | 3 | 0% | 0% | 0% | 100% | 19.23 | 105% | 20.19 | 5% | 3.15 | 3.94 | 2884.5 | 472.5 |  |  | 0% | 0% | 0% | 0 | 0 | 0 | 0
| Fittings for above |  | 121 | lot | 1 | 4172.1 | 4172.1 |  | 1 | 1075.29 | 1075.29 | 121-1 | 30% |  | 4096.32 |  | 819.264 | 0% | 0% | 0% | 97% | 3973.43 | 105% | 4172.1 | 5% | 860.23 | 1075.29 | 3973.43 | 860.23 |  |  | 0% | 0% | 0% | 0 | 0 | 0 | 0
| Hanger and support for above |  | 121-1 | lot | 1 | 2781.4 | 2781.4 |  | 1 | 1075.29 | 1075.29 | 210-1 | 20% |  | 2730.88 |  | 819.264 | 0% | 0% | 0% | 97% | 2648.95 | 105% | 2781.4 | 5% | 860.23 | 1075.29 | 2648.95 | 860.23 |  |  | 0% | 0% | 0% | 0 | 0 | 0 | 0
| Misc. & consumable |  | 159 | lot | 1 | 648.01 | 648.01 |  | 1 | 0 | 0 | 159 | 2% |  | 636.24 |  |  | 0% | 0% | 0% | 97% | 617.15 | 105% | 648.01 | 5% | 0 | 0 | 617.15 | 0 |  |  | 0% | 0% | 0% | 0 | 0 | 0 | 0
[21 empty] | 0% | 0 | 105% |  |  | 0 | 0 | 0 | 0
| Labor |  | 210 | set | 1 | 18505.12 | 18505.12 |  | 1 | 0 | 0 | 210 | [5 empty] | 0% | 0% | 0% | 5% | 0 | 105% | 0 | 5% | 0 | 0 | 0 | 0 |  |  | 0% | 0% | 0% | 0 | 0 | 0 | 0
[21 empty] | 0% | 0 | 105% |  |  | 0 | 0
| Sub-total 3 | [5 empty] | 65604.55 |  |  |  | 18505.12 | [6 empty] | 0% | 0% | 0% | 0% | 0 | 105% |  |  | 0 | 0 | 43791.2 | 14267.33 | [6 empty] | 0 |  | 0
[21 empty] | 0% | 0 | 105% |  |  | 0 | 0
4 | POWER SUPPLY TO PRODUCTION | [19 empty] | 0% | 0 | 105% |  |  | 0 | 0 | 0 | 0
4-1 | Primary | [19 empty] | 0% | 0 | 105% |  |  | 0 | 0 | 0 | 0
| PDB-1 |  | 171-2 | No | 1 | 1194.38 | 1194.38 |  | 1 | 196.88 | 196.88 | 171-2 |  |  |  | 23660000 | 150 | 0% | 0% | 0% | 100% | 1137.5 | 105% | 1194.38 | 5% | 157.5 | 196.88 | 1137.5 | 157.5 | 3228.1 | 99.75 | 0% | 0% | 0% | 0 | 0 | 0 | 0
| PDB-2 |  | 171-2 | No | 1 | 1439.71 | 1439.71 |  | 1 | 196.88 | 196.88 | 171-2 |  |  |  | 28520000 | 150 | 0% | 0% | 0% | 100% | 1371.15 | 105% | 1439.71 | 5% | 157.5 | 196.88 | 1371.15 | 157.5 | 3228.1 | 99.75 | 0% | 0% | 0% | 0 | 0 | 0 | 0
| PDB-3 |  | 171-2 | No | 1 | 2823.89 | 2823.89 |  | 1 | 196.88 | 196.88 | 171-2 |  |  |  | 55940000 | 150 | 0% | 0% | 0% | 100% | 2689.42 | 105% | 2823.89 | 5% | 157.5 | 196.88 | 2689.42 | 157.5 | 3228.1 | 99.75 | 0% | 0% | 0% | 0 | 0 | 0 | 0
| PDB-4-1 |  | 171-2 | No | 1 | 2691.13 | 2691.13 |  | 1 | 196.88 | 196.88 | 171-2 |  |  |  | 53310000 | 150 | 0% | 0% | 0% | 100% | 2562.98 | 105% | 2691.13 | 5% | 157.5 | 196.88 | 2562.98 | 157.5 | 3092.25 | 99.75 | 0% | 0% | 0% | 0 | 0 | 0 | 0
| PDB-4-2 |  | 171-2 | No | 1 | 2823.39 | 2823.39 |  | 1 | 196.88 | 196.88 | 171-2 |  |  |  | 55930000 | 150 | 0% | 0% | 0% | 100% | 2688.94 | 105% | 2823.39 | 5% | 157.5 | 196.88 | 2688.94 | 157.5 | 3092.25 | 99.75 | 0% | 0% | 0% | 0 | 0 | 0 | 0
| PDB-4-3 |  | 171-2 | No | 1 | 2973.82 | 2973.82 |  | 1 | 196.88 | 196.88 | 171-2 |  |  |  | 58910000 | 150 | 0% | 0% | 0% | 100% | 2832.21 | 105% | 2973.82 | 5% | 157.5 | 196.88 | 2832.21 | 157.5 | 3092.25 | 99.75 | 0% | 0% | 0% | 0 | 0 | 0 | 0
| PDB-5.1 |  | 171-2 | No | 1 | 1524.52 | 1524.52 |  | 1 | 196.88 | 196.88 | 171-2 |  |  |  | 30200000 | 150 | 0% | 0% | 0% | 100% | 1451.92 | 105% | 1524.52 | 5% | 157.5 | 196.88 | 1451.92 | 157.5 | 2588.75 | 99.75 | 0% | 0% | 0% | 0 | 0 | 0 | 0
| PDB-5.2 |  | 171-2 | No | 1 | 1448.8 | 1448.8 |  | 1 | 196.88 | 196.88 | 171-2 |  |  |  | 28700000 | 150 | 0% | 0% | 0% | 100% | 1379.81 | 105% | 1448.8 | 5% | 157.5 | 196.88 | 1379.81 | 157.5 | 2588.75 | 99.75 | 0% | 0% | 0% | 0 | 0 | 0 | 0
| PDB-6 |  | 171-2 | No | 1 | 1028.3 | 1028.3 |  | 1 | 196.88 | 196.88 | 171-2 |  |  |  | 20370000 | 150 | 0% | 0% | 0% | 100% | 979.33 | 105% | 1028.3 | 5% | 157.5 | 196.88 | 979.33 | 157.5 | 2588.75 | 99.75 | 0% | 0% | 0% | 0 | 0 | 0 | 0
| PDB-7 |  | 171-2 | No | 1 | 3140.92 | 3140.92 |  | 1 | 196.88 | 196.88 | 171-2 |  |  |  | 62220000 | 150 | 0% | 0% | 0% | 100% | 2991.35 | 105% | 3140.92 | 5% | 157.5 | 196.88 | 2991.35 | 157.5 | 2685.65 | 99.75 | 0% | 0% | 0% | 0 | 0 | 0 | 0
| PDB-8 |  | 171-2 | No | 1 | 1061.61 | 1061.61 |  | 1 | 196.88 | 196.88 | 171-2 |  |  |  | 21030000 | 150 | 0% | 0% | 0% | 100% | 1011.06 | 105% | 1061.61 | 5% | 157.5 | 196.88 | 1011.06 | 157.5 | 2685.65 | 99.75 | 0% | 0% | 0% | 0 | 0 | 0 | 0
| PDB-9 |  | 171-2 | No | 1 | 1093.42 | 1093.42 |  | 1 | 196.88 | 196.88 | 171-2 |  |  |  | 21660000 | 150 | 0% | 0% | 0% | 100% | 1041.35 | 105% | 1093.42 | 5% | 157.5 | 196.88 | 1041.35 | 157.5 | 4944.75 | 149.63 | 0% | 0% | 0% | 0 | 0 | 0 | 0
| PDB-10 |  | 171-2 | No | 1 | 1610.84 | 1610.84 |  | 1 | 196.88 | 196.88 | 171-2 |  |  |  | 31910000 | 150 | 0% | 0% | 0% | 100% | 1534.13 | 105% | 1610.84 | 5% | 157.5 | 196.88 | 1534.13 | 157.5 | 4944.75 | 149.63 | 0% | 0% | 0% | 0 | 0 | 0 | 0
| PDB-11-1 |  | 171-2 | No | 1 | 2345.33 | 2345.33 |  | 1 | 196.88 | 196.88 | 171-2 |  |  |  | 46460000 | 150 | 0% | 0% | 0% | 100% | 2233.65 | 105% | 2345.33 | 5% | 157.5 | 196.88 | 2233.65 | 157.5 | 3278.45 | 99.75 | 0% | 0% | 0% | 0 | 0 | 0 | 0
| PDB-11-2 |  | 171-2 | No | 1 | 2445.8 | 2445.8 |  | 1 | 196.88 | 196.88 | 171-2 |  |  |  | 48450000 | 150 | 0% | 0% | 0% | 100% | 2329.33 | 105% | 2445.8 | 5% | 157.5 | 196.88 | 2329.33 | 157.5 | 3278.45 | 99.75 | 0% | 0% | 0% | 0 | 0 | 0 | 0
| PDB-12 |  | 171-2 | No | 1 | 1543.2 | 1543.2 |  | 1 | 196.88 | 196.88 | 171-2 |  |  |  | 30570000 | 150 | 0% | 0% | 0% | 100% | 1469.71 | 105% | 1543.2 | 5% | 157.5 | 196.88 | 1469.71 | 157.5 | 3645.15 | 99.75 | 0% | 0% | 0% | 0 | 0 | 0 | 0
| PDB-13 |  | 171-2 | No | 1 | 1051.51 | 1051.51 |  | 1 | 196.88 | 196.88 | 171-2 |  |  |  | 20830000 | 150 | 0% | 0% | 0% | 100% | 1001.44 | 105% | 1051.51 | 5% | 157.5 | 196.88 | 1001.44 | 157.5 | 4944.75 | 149.63 | 0% | 0% | 0% | 0 | 0 | 0 | 0
| PDB-14-1 |  | 171-2 | No | 1 | 1454.86 | 1454.86 |  | 1 | 196.88 | 196.88 | 171-2 |  |  |  | 28820000 | 150 | 0% | 0% | 0% | 100% | 1385.58 | 105% | 1454.86 | 5% | 157.5 | 196.88 | 1385.58 | 157.5 | 3278.45 | 99.75 | 0% | 0% | 0% | 0 | 0 | 0 | 0
| PDB-14-2 |  | 171-2 | No | 1 | 1602.26 | 1602.26 |  | 1 | 196.88 | 196.88 | 171-2 |  |  |  | 31740000 | 150 | 0% | 0% | 0% | 100% | 1525.96 | 105% | 1602.26 | 5% | 157.5 | 196.88 | 1525.96 | 157.5 | 3278.45 | 99.75 | 0% | 0% | 0% | 0 | 0 | 0 | 0
| PDB-15 |  | 171-2 | No | 1 | 1066.66 | 1066.66 |  | 1 | 65.63 | 65.63 | 171-2 |  |  |  | 21130000 | 50 | 0% | 0% | 0% | 100% | 1015.87 | 105% | 1066.66 | 5% | 52.5 | 65.63 | 1015.87 | 52.5 | 3645.15 | 99.75 | 0% | 0% | 0% | 0 | 0 | 0 | 0
| PDB-16 |  | 171-2 | No | 1 | 2262.55 | 2262.55 |  | 1 | 65.63 | 65.63 | 171-2 |  |  |  | 44820000 | 50 | 0% | 0% | 0% | 100% | 2154.81 | 105% | 2262.55 | 5% | 52.5 | 65.63 | 2154.81 | 52.5 | 3645.15 | 99.75 | 0% | 0% | 0% | 0 | 0 | 0 | 0
| PDB-SO-1 (Socket for Grapevine Trellis Wiring) |  | 171-2 | No | 1 | 1961.68 | 1961.68 |  | 1 | 65.63 | 65.63 | 171-2 |  |  |  | 38860000 | 50 | 0% | 0% | 0% | 100% | 1868.27 | 105% | 1961.68 | 5% | 52.5 | 65.63 | 1868.27 | 52.5 | 3645.15 | 99.75 | 0% | 0% | 0% | 0 | 0 | 0 | 0
| PDB-SO-2 (Socket for Grapevine Trellis Wiring) |  | 171-2 | No | 1 | 1961.68 | 1961.68 |  | 1 | 65.63 | 65.63 | 171-2 |  |  |  | 38860000 | 50 | 0% | 0% | 0% | 100% | 1868.27 | 105% | 1961.68 | 5% | 52.5 | 65.63 | 1868.27 | 52.5 | 3645.15 | 99.75 | 0% | 0% | 0% | 0 | 0 | 0 | 0
| PDB-SO-3 (Socket for Grapevine Trellis Wiring) |  | 171-2 | No | 1 | 1038.39 | 1038.39 |  | 1 | 65.63 | 65.63 | 171-2 |  |  |  | 20570000 | 50 | 0% | 0% | 0% | 100% | 988.94 | 105% | 1038.39 | 5% | 52.5 | 65.63 | 988.94 | 52.5 | 3645.15 | 99.75 | 0% | 0% | 0% | 0 | 0 | 0 | 0
| PDB-SO-4 (Socket for Grapevine Trellis Wiring) |  | 171-2 | No | 1 | 1038.39 | 1038.39 |  | 1 | 65.63 | 65.63 | 171-2 |  |  |  | 20570000 | 50 | 0% | 0% | 0% | 100% | 988.94 | 105% | 1038.39 | 5% | 52.5 | 65.63 | 988.94 | 52.5 | 3645.15 | 99.75 | 0% | 0% | 0% | 0 | 0 | 0 | 0
| Support for above |  | 121-1 | lot | 1 | 2063.68 | 2063.68 |  | 1 | 531.88 | 531.88 | 210-1 | 5% |  | 2026.2 |  | 405.24 | 0% | 0% | 0% | 97% | 1965.41 | 105% | 2063.68 | 5% | 425.5 | 531.88 | 1965.41 | 425.5 |  |  | 0% | 0% | 0% | 0 | 0 | 0 | 0
| From MSB-2 To PDB-1 | 3x1C-185sqmm Al/XLPE/PVC + N 1C-120sqmm Al/XLPE/PVC + E 1C-95sqmm Al/PVC | 131-1 | m | 130 | 9.72 | 1263.6 |  | 124 | 5.51 | 716.3 | 131 |  |  |  | 192700 | 4.2 | 0% | 0% | 0% | 100% | 9.26 | 105% | 9.72 | 5% | 4.41 | 5.51 | 1148.24 | 546.84 |  |  | 0% | 0% | 0% | 0 | 0 | 0 | 0
| From MSB-2 To PDB-2 | 3x1C-150sqmm Al/XLPE/PVC + N 1C-120sqmm Al/XLPE/PVC + E 1C-70sqmm Al/PVC | 131-1 | m | 116 | 8.56 | 992.96 |  | 110 | 7.88 | 914.08 | 131 |  |  |  | 169430 | 6 | 0% | 0% | 0% | 100% | 8.15 | 105% | 8.56 | 5% | 6.3 | 7.88 | 896.5 | 693 |  |  | 0% | 0% | 0% | 0 | 0 | 0 | 0
| From MSB-2 To PDB-3 | 3x1C-240sqmm Al/XLPE/PVC + N 1C-185sqmm Al/XLPE/PVC + E 1C-120sqmm Al/PVC | 131-1 | m | 147 | 12.78 | 1878.66 |  | 140 | 5.51 | 809.97 | 131 |  |  |  | 253210 | 4.2 | 0% | 0% | 0% | 100% | 12.17 | 105% | 12.78 | 5% | 4.41 | 5.51 | 1703.8 | 617.4 |  |  | 0% | 0% | 0% | 0 | 0 | 0 | 0
| From MSB-2 To PDB-4-1 | 3x1C-185sqmm Al/XLPE/PVC + N 1C-120sqmm Al/XLPE/PVC + E 1C-95sqmm Al/PVC | 131-1 | m | 57 | 9.72 | 554.04 |  | 54 | 4.99 | 284.43 | 131 |  |  |  | 192700 | 3.8 | 0% | 0% | 0% | 100% | 9.26 | 105% | 9.72 | 5% | 3.99 | 4.99 | 500.04 | 215.46 |  |  | 0% | 0% | 0% | 0 | 0 | 0 | 0
| From MSB-2 To PDB-4-2 | 3x1C-185sqmm Al/XLPE/PVC + N 1C-120sqmm Al/XLPE/PVC + E 1C-95sqmm Al/PVC | 131-1 | m | 48 | 9.72 | 466.56 |  | 46 | 4.99 | 239.52 | 131 |  |  |  | 192700 | 3.8 | 0% | 0% | 0% | 100% | 9.26 | 105% | 9.72 | 5% | 3.99 | 4.99 | 425.96 | 183.54 |  |  | 0% | 0% | 0% | 0 | 0 | 0 | 0
| From MSB-2 To PDB-4-3 | 3x1C-185sqmm Al/XLPE/PVC + N 1C-120sqmm Al/XLPE/PVC + E 1C-95sqmm Al/PVC | 131-1 | m | 40 | 9.72 | 388.8 |  | 38 | 4.99 | 199.6 | 131 |  |  |  | 192700 | 3.8 | 0% | 0% | 0% | 100% | 9.26 | 105% | 9.72 | 5% | 3.99 | 4.99 | 351.88 | 151.62 |  |  | 0% | 0% | 0% | 0 | 0 | 0 | 0
| From MSB-2 To PDB-5-1 | 3x1C-185sqmm Al/XLPE/PVC + N 1C-120sqmm Al/XLPE/PVC + E 1C-95sqmm Al/PVC | 131-1 | m | 107 | 9.72 | 1040.04 |  | 102 | 7.88 | 843.16 | 131 |  |  |  | 192700 | 6 | 0% | 0% | 0% | 100% | 9.26 | 105% | 9.72 | 5% | 6.3 | 7.88 | 944.52 | 642.6 |  |  | 0% | 0% | 0% | 0 | 0 | 0 | 0
| From MSB-2 To PDB-5-2 | 3x1C-240sqmm Al/XLPE/PVC + N 1C-185sqmm Al/XLPE/PVC + E 1C-120sqmm Al/PVC | 131-1 | m | 175 | 12.78 | 2236.5 |  | 167 | 7.88 | 1379 | 131 |  |  |  | 253210 | 6 | 0% | 0% | 0% | 100% | 12.17 | 105% | 12.78 | 5% | 6.3 | 7.88 | 2032.39 | 1052.1 |  |  | 0% | 0% | 0% | 0 | 0 | 0 | 0
| From MSB-2 To PDB-6 | 4C-70sqmm Al/XLPE/PVC + E 1C-35sqmm Al/PVC | 131-1 | m | 134 | 3.9 | 522.6 |  | 128 | 2.89 | 387.26 | 131 |  |  |  | 77220 | 2.2 | 0% | 0% | 0% | 100% | 3.71 | 105% | 3.9 | 5% | 2.31 | 2.89 | 474.88 | 295.68 |  |  | 0% | 0% | 0% | 0 | 0 | 0 | 0
| From MSB-2 To PDB-7 | 3x2x1C-185sqmm Al/XLPE/PVC + N 1C-240sqmm Al/XLPE/PVC + E 1C-185sqmm Al/PVC | 131-1 | m | 123 | 19.52 | 2400.96 |  | 117 | 15.36 | 1889.28 | 131 |  |  |  | 386680 | 11.7 | 0% | 0% | 0% | 100% | 18.59 | 105% | 19.52 | 5% | 12.29 | 15.36 | 2175.03 | 1437.93 |  |  | 0% | 0% | 0% | 0 | 0 | 0 | 0
| From MSB-2 To PDB-8 | 3x1C-95sqmm Al/XLPE/PVC + N 1C-70sqmm Al/XLPE/PVC + E 1C-50sqmm Al/PVC | 131-1 | m | 109 | 5.38 | 586.42 |  | 104 | 4.99 | 543.91 | 131 |  |  |  | 106560 | 3.8 | 0% | 0% | 0% | 100% | 5.12 | 105% | 5.38 | 5% | 3.99 | 4.99 | 532.48 | 414.96 |  |  | 0% | 0% | 0% | 0 | 0 | 0 | 0
| From MSB-2 To PDB-9 | 3x1C-120sqmm Al/XLPE/PVC + N 1C-95sqmm Al/XLPE/PVC + E 1C-70sqmm Al/PVC | 131-1 | m | 147 | 6.76 | 993.72 |  | 140 | 4.99 | 733.53 | 131 |  |  |  | 133970 | 3.8 | 0% | 0% | 0% | 100% | 6.44 | 105% | 6.76 | 5% | 3.99 | 4.99 | 901.6 | 558.6 |  |  | 0% | 0% | 0% | 0 | 0 | 0 | 0
| From MSB-2 To PDB-10 | 3x1C-300sqmm Al/XLPE/PVC + N 1C-240sqmm Al/XLPE/PVC + E 1C-150sqmm Al/PVC | 131-1 | m | 166 | 16.14 | 2679.24 |  | 158 | 14.18 | 2353.88 | 131 |  |  |  | 319720 | 10.8 | 0% | 0% | 0% | 100% | 15.37 | 105% | 16.14 | 5% | 11.34 | 14.18 | 2428.46 | 1791.72 |  |  | 0% | 0% | 0% | 0 | 0 | 0 | 0
| From MSB-2 To PDB-11-1 | 3x1C-185sqmm Al/XLPE/PVC + N 1C-120sqmm Al/XLPE/PVC + E 1C-95sqmm Al/PVC | 131-1 | m | 100 | 9.72 | 972 |  | 95 | 7.88 | 788 | 131 |  |  |  | 192700 | 6 | 0% | 0% | 0% | 100% | 9.26 | 105% | 9.72 | 5% | 6.3 | 7.88 | 879.7 | 598.5 |  |  | 0% | 0% | 0% | 0 | 0 | 0 | 0
| From MSB-2 To PDB-11-2 | 3x1C-240sqmm Al/XLPE/PVC + N 1C-185sqmm Al/XLPE/PVC + E 1C-120sqmm Al/PVC | 131-1 | m | 124 | 12.78 | 1584.72 |  | 118 | 7.88 | 977.12 | 131 |  |  |  | 253210 | 6 | 0% | 0% | 0% | 100% | 12.17 | 105% | 12.78 | 5% | 6.3 | 7.88 | 1436.06 | 743.4 |  |  | 0% | 0% | 0% | 0 | 0 | 0 | 0
| From MSB-2 To PDB-12 | 3x1C-185sqmm Al/XLPE/PVC + N 1C-120sqmm Al/XLPE/PVC + E 1C-95sqmm Al/PVC | 131-1 | m | 84 | 9.72 | 816.48 |  | 80 | 7.88 | 661.92 | 131 |  |  |  | 192700 | 6 | 0% | 0% | 0% | 100% | 9.26 | 105% | 9.72 | 5% | 6.3 | 7.88 | 740.8 | 504 |  |  | 0% | 0% | 0% | 0 | 0 | 0 | 0
| From MSB-1 To PDB-13 | 4C-70sqmm Al/XLPE/PVC + E 1C-35sqmm Al/PVC | 131-1 | m | 47 | 3.9 | 183.3 |  | 45 | 4.99 | 234.53 | 131 |  |  |  | 77220 | 3.8 | 0% | 0% | 0% | 100% | 3.71 | 105% | 3.9 | 5% | 3.99 | 4.99 | 166.95 | 179.55 |  |  | 0% | 0% | 0% | 0 | 0 | 0 | 0
| From MSB-1 To PDB-14-1 | 3x1C-185sqmm Al/XLPE/PVC + N 1C-120sqmm Al/XLPE/PVC + E 1C-95sqmm Al/PVC | 131-1 | m | 100 | 9.72 | 972 |  | 95 | 14.18 | 1418 | 131 |  |  |  | 192700 | 10.8 | 0% | 0% | 0% | 100% | 9.26 | 105% | 9.72 | 5% | 11.34 | 14.18 | 879.7 | 1077.3 |  |  | 0% | 0% | 0% | 0 | 0 | 0 | 0
| From MSB-1 To PDB-14-2 | 3x1C-185sqmm Al/XLPE/PVC + N 1C-120sqmm Al/XLPE/PVC + E 1C-95sqmm Al/PVC | 131-1 | m | 124 | 9.72 | 1205.28 |  | 118 | 14.18 | 1758.32 | 131 |  |  |  | 192700 | 10.8 | 0% | 0% | 0% | 100% | 9.26 | 105% | 9.72 | 5% | 11.34 | 14.18 | 1092.68 | 1338.12 |  |  | 0% | 0% | 0% | 0 | 0 | 0 | 0
| From MSB-1 To PDB-15 | 4C-50sqmm Al/XLPE/PVC + E 1C-25sqmm Al/PVC | 131-1 | m | 40 | 2.89 | 115.6 |  | 38 | 14.18 | 567.2 | 131 |  |  |  | 57170 | 10.8 | 0% | 0% | 0% | 100% | 2.75 | 105% | 2.89 | 5% | 11.34 | 14.18 | 104.5 | 430.92 |  |  | 0% | 0% | 0% | 0 | 0 | 0 | 0
| From MSB-1 To PDB-16 | 3x1C-95sqmm Al/XLPE/PVC + N 1C-70sqmm Al/XLPE/PVC + E 1C-50sqmm Al/PVC | 131-1 | m | 39 | 5.38 | 209.82 |  | 37 | 14.18 | 553.02 | 131 |  |  |  | 106560 | 10.8 | 0% | 0% | 0% | 100% | 5.12 | 105% | 5.38 | 5% | 11.34 | 14.18 | 189.44 | 419.58 |  |  | 0% | 0% | 0% | 0 | 0 | 0 | 0
| From MSB-1 To PDB-SO-1 | 4C-70sqmm Al/XLPE/PVC + E 1C-35sqmm Al/PVC | 131-1 | m | 50 | 5.65 | 282.5 |  | 48 | 4.99 | 249.5 | 131 |  |  |  | 112000 | 3.8 | 0% | 0% | 0% | 100% | 5.38 | 105% | 5.65 | 5% | 3.99 | 4.99 | 258.24 | 191.52 |  |  | 0% | 0% | 0% | 0 | 0 | 0 | 0
| From MSB-1 To PDB-SO-2 | 4x1C-95sqmm Al/XLPE/PVC + E 1C-50sqmm Al/PVC | 131-1 | m | 126 | 5.65 | 711.9 |  | 120 | 4.99 | 628.74 | 131 |  |  |  | 112000 | 3.8 | 0% | 0% | 0% | 100% | 5.38 | 105% | 5.65 | 5% | 3.99 | 4.99 | 645.6 | 478.8 |  |  | 0% | 0% | 0% | 0 | 0 | 0 | 0
| From MSB-1 To PDB-SO-3 | 4C-70sqmm Al/XLPE/PVC + E 1C-35sqmm Al/PVC | 131-1 | m | 116 | 3.9 | 452.4 |  | 110 | 2.89 | 335.24 | 131 |  |  |  | 77220 | 2.2 | 0% | 0% | 0% | 100% | 3.71 | 105% | 3.9 | 5% | 2.31 | 2.89 | 408.1 | 254.1 |  |  | 0% | 0% | 0% | 0 | 0 | 0 | 0
| From MSB-1 To PDB-SO-4 | 4C-70sqmm Al/XLPE/PVC + E 1C-35sqmm Al/PVC | 131-1 | m | 158 | 3.9 | 616.2 |  | 150 | 2.89 | 456.62 | 131 |  |  |  | 77220 | 2.2 | 0% | 0% | 0% | 100% | 3.71 | 105% | 3.9 | 5% | 2.31 | 2.89 | 556.5 | 346.5 |  |  | 0% | 0% | 0% | 0 | 0 | 0 | 0
| Termination & support for above |  | 132-1 | lot | 1 | 668.36 | 668.36 |  | 1 | 172.26 | 172.26 | 132-1 | 3% |  | 656.22 |  | 131.244 | 0% | 0% | 0% | 97% | 636.53 | 105% | 668.36 | 5% | 137.81 | 172.26 | 636.53 | 137.81 | 6466.99 | 798.04 | 0% | 0% | 0% | 0 | 0 | 0 | 0
| Main cable ladder |  |  |  |  | Including above submain item | [14 empty] | 0% | 0 | 105% |  |  | 0 | 0
| Cable ladder (Power coated paint) | W1000xH100 | 121 | m | 488 | 15.8 | 7710.4 |  | 465 | 4.6 | 2244.8 | 121 |  |  |  | 313000 | 3.5 | 0% | 0% | 0% | 100% | 15.05 | 105% | 15.8 | 5% | 3.68 | 4.6 | 6998.25 | 1711.2 |  |  | 0% | 0% | 0% | 0 | 0 | 0 | 0
| Cable ladder (Power coated paint) | W600xH100 | 121 | m | 95 | 12.12 | 1151.4 |  | 90 | 3.94 | 374.3 | 121 |  |  |  | 240000 | 3 | 0% | 0% | 0% | 100% | 11.54 | 105% | 12.12 | 5% | 3.15 | 3.94 | 1038.6 | 283.5 |  |  | 0% | 0% | 0% | 0 | 0 | 0 | 0
| Cable ladder (Power coated paint) | W300xH100 | 121 | m | 143 | 7.98 | 1141.14 |  | 136 | 3.29 | 470.47 | 121 |  |  |  | 158000 | 2.5 | 0% | 0% | 0% | 100% | 7.6 | 105% | 7.98 | 5% | 2.63 | 3.29 | 1033.6 | 357.68 |  |  | 0% | 0% | 0% | 0 | 0 | 0 | 0
| Fittings for above |  | 121 | lot | 1 | 2771.49 | 2771.49 |  | 1 | 714.3 | 714.3 | 121-1 | 30% |  | 2721.14 |  | 544.228 | 0% | 0% | 0% | 97% | 2639.51 | 105% | 2771.49 | 5% | 571.44 | 714.3 | 2639.51 | 571.44 |  |  | 0% | 0% | 0% | 0 | 0 | 0 | 0
| Hanger and support for above |  | 121-1 | lot | 1 | 1385.74 | 1385.74 |  | 1 | 535.73 | 535.73 | 210-1 | 15% |  | 1360.57 |  | 408.171 | 0% | 0% | 0% | 97% | 1319.75 | 105% | 1385.74 | 5% | 428.58 | 535.73 | 1319.75 | 428.58 |  |  | 0% | 0% | 0% | 0 | 0 | 0 | 0
[21 empty] | 0% | 0 | 105% |  |  | 0 | 0 | 0 | 0
| Labor |  | 210 | set | 1 | 29100.37 | 29100.37 |  | 1 | 0 | 0 | 210 | [5 empty] | 0% | 0% | 0% | 5% | 0 | 105% | 0 | 5% | 0 | 0 | 0 | 0 |  |  | 0% | 0% | 0% | 0 | 0 | 0 | 0
| Misc. & consumable |  | 159 | lot | 1 | 139.19 | 139.19 |  | 1 | 0 | 0 | 159 | 1% |  | 136.66 |  |  | 0% | 0% | 0% | 97% | 132.56 | 105% | 139.19 | 5% | 0 | 0 | 132.56 | 0 |  |  | 0% | 0% | 0% | 0 | 0 | 0 | 0
[21 empty] | 0% | 0 | 105% |  |  | 0 | 0
| Sub-total 4-1 of Production Primary System | [5 empty] | 114885.11 |  |  |  | 29100.37 | [6 empty] | 0% | 0% | 0% | 0% | 0 | 105% |  |  | 0 | 0 | 80140.18 | 22386.95 | [6 empty] | 0 |  | 0
[21 empty] | 0% | 0 | 105% |  |  | 0 | 0
4-2 | Secondary | [19 empty] | 0% | 0 | 105% |  |  | 0 | 0 | 0 | 0
| Secondary for Production Machine | [20 empty] | 0 | 105%
| Cable 0.6/1KV | 4C-50sqmm Cu/XLPE/PVC + E 1C-25sqmm PVC | 131-1 | m | 200 | 20.04 | 4008 |  | 190 | 2.36 | 472 | 131 |  |  |  | 397043 | 1.8 | 0% | 0% | 0% | 100% | 19.09 | 105% | 20.04 | 5% | 1.89 | 2.36 | 3627.1 | 359.1 | 1036.2 | 594 | 0% | 0% | 0% | 0 | 0 | 0 | 0
| Cable 0.6/1KV | 4C-35sqmm Cu/XLPE/PVC + E 1C-16sqmm PVC | 131 | m | 641 | 14.9 | 9550.9 |  | 610 | 1.58 | 1012.78 | 131 |  |  |  | 295177 | 1.5 | 0% | 0% | 0% | 100% | 14.19 | 105% | 14.9 | 5% | 1.58 | 1.58 | 8655.9 | 963.8 | 1036.2 | 594 | 0% | 0% | 0% | 0 | 0 | 0 | 0
| Cable 0.6/1KV | 4C-16sqmm Cu/XLPE/PVC + E 1C-16sqmm PVC | 131 | m | 1628 | 7.84 | 12763.52 |  | 1550 | 1.26 | 2051.28 | 131 |  |  |  | 155479 | 1.2 | 0% | 0% | 0% | 100% | 7.47 | 105% | 7.84 | 5% | 1.26 | 1.26 | 11578.5 | 1953 | 1036.2 | 594 | 0% | 0% | 0% | 0 | 0 | 0 | 0
| Cable 0.6/1KV | 4C-10sqmm Cu/XLPE/PVC + E 1C-10sqmm PVC | 131 | m | 6038 | 5.09 | 30733.42 |  | 5750 | 1.31 | 7909.78 | 131 |  |  |  | 100971 | 1 | 0% | 0% | 0% | 100% | 4.85 | 105% | 5.09 | 5% | 1.05 | 1.31 | 27887.5 | 6037.5 | 1036.2 | 594 | 0% | 0% | 0% | 0 | 0 | 0 | 0
| Cable 0.6/1KV | 4C-6sqmm Cu/XLPE/PVC + E 1C-6sqmm PVC | 131 | m | 4358 | 3.21 | 13989.18 |  | 4150 | 1.05 | 4575.9 | 131 |  |  |  | 63750 | 0.8 | 0% | 0% | 0% | 100% | 3.06 | 105% | 3.21 | 5% | 0.84 | 1.05 | 12699 | 3486 | 1036.2 | 594 | 0% | 0% | 0% | 0 | 0 | 0 | 0
| Cable 0.6/1KV | 4C-4sqmm Cu/XLPE/PVC + E 1C-4sqmm PVC | 131 | m | 4778 | 2.26 | 10798.28 |  | 4550 | 0.66 | 3153.48 | 131 |  |  |  | 44700 | 0.5 | 0% | 0% | 0% | 100% | 2.15 | 105% | 2.26 | 5% | 0.53 | 0.66 | 9782.5 | 2411.5 | 1036.2 | 594 | 0% | 0% | 0% | 0 | 0 | 0 | 0
| Cable 0.6/1KV | 4C-2.5sqmm Cu/XLPE/PVC + E 1C-2.5sqmm PVC | 131 | m | 3203 | 1.43 | 4580.29 |  | 3050 | 0.26 | 832.78 | 131 |  |  |  | 28240 | 0.2 | 0% | 0% | 0% | 100% | 1.36 | 105% | 1.43 | 5% | 0.21 | 0.26 | 4148 | 640.5 | 1036.2 | 594 | 0% | 0% | 0% | 0 | 0 | 0 | 0
| Cable 0.6/1KV | 3C-4sqmm Cu/XLPE/PVC | 131 | m | 95 | 1.46 | 138.7 |  | 90 | 0.26 | 24.7 | 131 |  |  |  | 28889 | 0.2 | 0% | 0% | 0% | 100% | 1.39 | 105% | 1.46 | 5% | 0.21 | 0.26 | 125.1 | 18.9 | 1036.2 | 594 | 0% | 0% | 0% | 0 | 0 | 0 | 0
| Cable 0.6/1KV | 3C-2.5sqmm Cu/XLPE/PVC | 131 | m | 473 | 1.19 | 562.87 |  | 450 | 0.26 | 122.98 | 131 |  |  |  | 23540 | 0.2 | 0% | 0% | 0% | 100% | 1.13 | 105% | 1.19 | 5% | 0.21 | 0.26 | 508.5 | 94.5 | 1036.2 | 594 | 0% | 0% | 0% | 0 | 0 | 0 | 0
| Termination & support for above |  | 132-1 | lot | 1 | 1609.47 | 1609.47 |  | 1 | 414.81 | 414.81 | 132-1 | 2% |  | 1580.24 |  | 316.048 | 0% | 0% | 0% | 97% | 1532.83 | 105% | 1609.47 | 5% | 331.85 | 414.81 | 1532.83 | 331.85 |  |  | 0% | 0% | 0% | 0 | 0 | 0 | 0
| Cable ladder (Power coated paint) | W300xH100 | 121 | m | 685 | 7.98 | 5466.3 |  | 652 | 3.94 | 2698.9 | 121 |  |  |  | 158000 | 3 | 0% | 0% | 0% | 100% | 7.6 | 105% | 7.98 | 5% | 3.15 | 3.94 | 4955.2 | 2053.8 |  |  | 0% | 0% | 0% | 0 | 0 | 0 | 0
| Trunking (Power coated paint) with cover | W100xH100 | 121 | m | 179 | 9.14 | 1636.06 |  | 170 | 1.58 | 282.82 | 121 |  |  |  | 181000 | 1.2 | 0% | 0% | 0% | 100% | 8.7 | 105% | 9.14 | 5% | 1.26 | 1.58 | 1479 | 214.2 |  |  | 0% | 0% | 0% | 0 | 0 | 0 | 0
| GI conduit | EMT 1 1/2 | 111E-3 | m | 2616 | 2.5 | 6540 |  | 2491 | 1.19 | 3113.04 | 111-1 |  |  |  | 49600 | 0.9 | 0% | 0% | 0% | 100% | 2.38 | 105% | 2.5 | 5% | 0.95 | 1.19 | 5928.58 | 2366.45 |  |  | 0% | 0% | 0% | 0 | 0 | 0 | 0
| GI conduit | EMT 1 | 111E-3 | m | 3109 | 1.41 | 4383.69 |  | 2961 | 1.19 | 3699.71 | 111-1 |  |  |  | 27966.6667 | 0.9 | 0% | 0% | 0% | 100% | 1.34 | 105% | 1.41 | 5% | 0.95 | 1.19 | 3967.74 | 2812.95 |  |  | 0% | 0% | 0% | 0 | 0 | 0 | 0
| GI conduit | EMT 3/4 | 111E-3 | m | 1179 | 1 | 1179 |  | 1123 | 1.19 | 1403.01 | 111-1 |  |  |  | 19800 | 0.9 | 0% | 0% | 0% | 100% | 0.95 | 105% | 1 | 5% | 0.95 | 1.19 | 1066.85 | 1066.85 |  |  | 0% | 0% | 0% | 0 | 0 | 0 | 0
| GI Flexible conduit | DN50 | 111E-3 | m | 53 | 4.74 | 251.22 |  | 50 | 1.19 | 63.07 | 111-1 |  |  |  | 93750 | 0.9 | 0% | 0% | 0% | 100% | 4.51 | 105% | 4.74 | 5% | 0.95 | 1.19 | 225.5 | 47.5 |  |  | 0% | 0% | 0% | 0 | 0 | 0 | 0
| GI Flexible conduit | DN32 | 111E-3 | m | 523 | 2.8 | 1464.4 |  | 498 | 0.79 | 413.17 | 111-1 |  |  |  | 55500 | 0.6 | 0% | 0% | 0% | 100% | 2.67 | 105% | 2.8 | 5% | 0.63 | 0.79 | 1329.66 | 313.74 |  |  | 0% | 0% | 0% | 0 | 0 | 0 | 0
| GI Flexible conduit | DN25 | 111E-3 | m | 589 | 2.3 | 1354.7 |  | 561 | 0.79 | 465.31 | 111-1 |  |  |  | 45500 | 0.6 | 0% | 0% | 0% | 100% | 2.19 | 105% | 2.3 | 5% | 0.63 | 0.79 | 1228.59 | 353.43 |  |  | 0% | 0% | 0% | 0 | 0 | 0 | 0
| Fittings for above |  | 111E-3 | lot | 1 | 3860.63 | 3860.63 |  | 1 | 995.01 | 995.01 | 121-1 | 20% |  | 3790.51 |  | 758.102 | 0% | 0% | 0% | 97% | 3676.79 | 105% | 3860.63 | 5% | 796.01 | 995.01 | 3676.79 | 796.01 |  |  | 0% | 0% | 0% | 0 | 0 | 0 | 0
| Hanger and support for above |  | 121-1 | lot | 1 | 1930.31 | 1930.31 |  | 1 | 746.25 | 746.25 | 210-1 | 10% |  | 1895.25 |  | 568.575 | 0% | 0% | 0% | 97% | 1838.39 | 105% | 1930.31 | 5% | 597 | 746.25 | 1838.39 | 597 |  |  | 0% | 0% | 0% | 0 | 0 | 0 | 0
[21 empty] | 0% |  | 105%
| Floor socket for Shaft-Holder & Bearing-Holder | [19 empty] | 0% | 0 | 105%
| Socket outlet for Production | 1 set of 4 Nos x 1F-250V 2P+E 25A | 141-1 | set | 66 | 61.2 | 4039.2 |  | 66 | 7.88 | 520.08 | 141-3 |  |  |  | 1250000 | 6 | 0% | 0% | 0% | 97% | 58.29 | 105% | 61.2 | 5% | 6.3 | 7.88 | 3847.14 | 415.8 |  |  | 0% | 0% | 0% | 0 | 0 | 0 | 0
| GI conduit | DN25 - E25 | 111E-2 | m | 208 | 3 | 624 |  | 198 | 0.59 | 122.72 | 111-1 |  |  |  | 59400 | 0.45 | 0% | 0% | 0% | 100% | 2.86 | 105% | 3 | 5% | 0.47 | 0.59 | 566.28 | 93.06 |  |  |  | 0% | 0% | 0% | 0 | 0 | 0 | 0
| Trunking with cover | W200xH50 | 121 | m | 79 | 11.16 | 881.64 |  | 75 | 3.68 | 290.72 | 121 |  |  |  | 221000 | 2.8 | 0% | 0% | 0% | 100% | 10.63 | 105% | 11.16 | 5% | 2.94 | 3.68 | 797.25 | 220.5 |  |  | 0% | 0% | 0% | 0 | 0 | 0 | 0
| Trunking with cover | W100xH50 | 121 | m | 105 | 5.81 | 610.05 |  | 100 | 1.58 | 165.9 | 121 |  |  |  | 115000 | 1.2 | 0% | 0% | 0% | 100% | 5.53 | 105% | 5.81 | 5% | 1.26 | 1.58 | 553 | 126 |  |  | 0% | 0% | 0% | 0 | 0 | 0 | 0
| Fittings and accessories |  | 121 | lot | 1 | 173.02 | 173.02 |  | 1 | 22.3 | 22.3 | 111-5 | 30% |  | 169.88 |  | 16.99 | 0% | 0% | 0% | 97% | 164.78 | 105% | 173.02 | 5% | 17.84 | 22.3 | 164.78 | 17.84 |  |  | 0% | 0% | 0% | 0 | 0 | 0 | 0
| Hanger and support |  | 121-1 | lot | 1 | 86.51 | 86.51 |  | 1 | 11.14 | 11.14 | 210-1 | 15% |  | 84.94 |  | 8.49 | 0% | 0% | 0% | 97% | 82.39 | 105% | 86.51 | 5% | 8.91 | 11.14 | 82.39 | 8.91 |  |  | 0% | 0% | 0% | 0 | 0 | 0 | 0
| Cable | Cu/XLPE/PVC 3C-4mm2 | 131 | m | 1940 | 1.5 | 2910 |  | 1848 | 0.53 | 1028.2 | 131 |  |  |  | 30597 | 0.4 | 0% | 0% | 0% | 97% | 1.43 | 105% | 1.5 | 5% | 0.42 | 0.53 | 2642.64 | 776.16 |  |  | 0% | 0% | 0% | 0 | 0 | 0 | 0
| Termination & support for above |  | 132-1 | lot | 1 | 80.75 | 80.75 |  | 1 | 10.41 | 10.41 | 132-1 | 3% |  | 79.28 |  | 7.93 | 0% | 0% | 0% | 97% | 76.9 | 105% | 80.75 | 5% | 8.33 | 10.41 | 76.9 | 8.33 |  |  | 0% | 0% | 0% | 0 | 0 | 0 | 0
| Misc. & consumable |  | 159 | lot | 1 | 444.59 | 444.59 |  | 1 | 85.94 | 85.94 | 159 | 5% |  | 436.52 |  | 65.478 | 0% | 0% | 0% | 97% | 423.42 | 105% | 444.59 | 5% | 68.75 | 85.94 | 423.42 | 68.75 |  |  | 0% | 0% | 0% | 0 | 0 | 0 | 0
[21 empty] | 0% |  | 105%
| Socket outlet for for Grapevine Trellis Wiring system | [19 empty] | 0% | 0 | 105%
| Grapevine Trellis Wiring system |  |  | lot | 1 | Supply & Install by other |  | By other | 1 | 0 | 0 | 141-3 | [5 empty] | 0% | 0% | 0% | 0% | 0 | 105% | 0 | 5% | 0 | 0 | 0 | 0 |  |  | 0% | 0% | 0% | 0 | 0 | 0 | 0
| Socket outlet for Production | 2 nos of Duplex socket x 1F-250V 2P+E 16A | 141-1 | set | 300 | 7.64 | 2292 |  | 286 | 6.56 | 1968 | 141-3 |  |  |  | 151480 | 5 | 0% | 0% | 0% | 100% | 7.28 | 105% | 7.64 | 5% | 5.25 | 6.56 | 2082.08 | 1501.5 |  |  | 0% | 0% | 0% | 0 | 0 | 0 | 0
| PVC conduit | DN25 | 111E-1 | m | 5405 | 0.77 | 4161.85 |  | 5148 | 0.4 | 2162 | 111-1 |  |  | 0.73 |  | 0.3 | 0% | 0% | 0% | 100% | 0.73 | 105% | 0.77 | 5% | 0.32 | 0.4 | 3758.04 | 1647.36 |  |  | 0% | 0% | 0% | 0 | 0 | 0 | 0
| Cable tray with cover | W400xH100 | 121 | m | 294 | 30.64 | 9008.16 |  | 280 | 3.29 | 967.26 | 121 |  |  |  | 607000 | 2.5 | 0% | 0% | 0% | 100% | 29.18 | 105% | 30.64 | 5% | 2.63 | 3.29 | 8170.4 | 736.4 |  |  | 0% | 0% | 0% | 0 | 0 | 0 | 0
| Cable tray with cover | W200xH100 | 121 | m | 105 | 13.93 | 1462.65 |  | 100 | 1.58 | 165.9 | 121 |  |  |  | 276000 | 1.2 | 0% | 0% | 0% | 100% | 13.27 | 105% | 13.93 | 5% | 1.26 | 1.58 | 1327 | 126 |  |  | 0% | 0% | 0% | 0 | 0 | 0 | 0
| Cable tray with cover | W100xH100 | 121 | m | 651 | 9.29 | 6047.79 |  | 620 | 1.58 | 1028.58 | 121 |  |  |  | 184000 | 1.2 | 0% | 0% | 0% | 100% | 8.85 | 105% | 9.29 | 5% | 1.26 | 1.58 | 5487 | 781.2 |  |  | 0% | 0% | 0% | 0 | 0 | 0 | 0
| Fittings and accessories |  | 121 | lot | 1 | 1148.27 | 1148.27 |  | 1 | 147.98 | 147.98 | 111-5 | 30% |  | 1127.41 |  | 112.74 | 0% | 0% | 0% | 97% | 1093.59 | 105% | 1148.27 | 5% | 118.38 | 147.98 | 1093.59 | 118.38 |  |  | 0% | 0% | 0% | 0 | 0 | 0 | 0
| Hanger and support |  | 121-1 | lot | 1 | 574.14 | 574.14 |  | 1 | 73.99 | 73.99 | 210-1 | 15% |  | 563.71 |  | 56.37 | 0% | 0% | 0% | 97% | 546.8 | 105% | 574.14 | 5% | 59.19 | 73.99 | 546.8 | 59.19 |  |  | 0% | 0% | 0% | 0 | 0 | 0 | 0
| Cable | Cu/XLPE/PVC 3C-4mm2 | 131 | m | 9009 | 1.37 | 12342.33 |  | 8580 | 0.53 | 4774.77 | 131 |  |  |  | 27825 | 0.4 | 0% | 0% | 0% | 97% | 1.3 | 105% | 1.37 | 5% | 0.42 | 0.53 | 11154 | 3603.6 |  |  | 0% | 0% | 0% | 0 | 0 | 0 | 0
| Termination & support for above |  | 132-1 | lot | 1 | 340.81 | 340.81 |  | 1 | 43.91 | 43.91 | 132-1 | 3% |  | 334.62 |  | 33.46 | 0% | 0% | 0% | 97% | 324.58 | 105% | 340.81 | 5% | 35.13 | 43.91 | 324.58 | 35.13 |  |  | 0% | 0% | 0% | 0 | 0 | 0 | 0
| Misc. & consumable |  | 159 | lot | 1 | 1728.56 | 1728.56 |  | 1 | 334.13 | 334.13 | 159 | 5% |  | 1697.17 |  | 254.5755 | 0% | 0% | 0% | 97% | 1646.25 | 105% | 1728.56 | 5% | 267.3 | 334.13 | 1646.25 | 267.3 |  |  | 0% | 0% | 0% | 0 | 0 | 0 | 0
[21 empty] | 0% | 0 | 105% |  |  | 0 | 0 | 0 | 0
| Labor |  | 210 | set | 1 | 48374.71 | 48374.71 |  | 1 | 0 | 0 | 210 | [5 empty] | 0% | 0% | 0% | 5% | 0 | 105% | 0 | 5% | 0 | 0 | 0 | 0 |  |  | 0% | 0% | 0% | 0 | 0 | 0 | 0
[21 empty] | 0% | 0 | 105% |  |  | 0 | 0
| Sub-total 4-2 of Production Secondary System | [5 empty] | 214131.97 |  |  |  | 48374.71 | [6 empty] | 0% | 0% | 0% | 0% | 0 | 105% |  |  | 0 | 0 | 150984.77 | 37529.99 | [6 empty] | 0 |  | 0
[21 empty] | 0% | 0 | 105% |  |  | 0 | 0
4-3 | UPS System Production Machine |  |  |  |  | Excluded (By other) |  | N.A | [12 empty] | 0% | 0 | 105% |  |  | 0 | 0 | 0 | 0
[21 empty] | 0% | 0 | 105% |  |  | 0 | 0
| Sub-total 4-3 UPS Production Machine | [5 empty] | 0 |  |  |  | 0 | [6 empty] | 0% | 0% | 0% | 0% | 0 | 105% |  |  | 0 | 0 | 0 | 0 | [6 empty] | 0 |  | 0
[21 empty] | 0% | 0 | 105% |  |  | 0 | 0
| Sub-total 4 | [5 empty] | 329017.08 |  |  |  | 77475.08 | [6 empty] | 0% | 0% | 0% | 0% | 0 | 105% |  |  | 0 | 0 | 231124.95 | 59916.94 | [6 empty] | 0 |  | 0
[21 empty] | 0% | 0 | 105% |  |  | 0 | 0
5 | EMERGENCY POWER BACK-UP GENERATOR (Open type - Noise Level 105 dB) | [19 empty] | 0% | 0 | 105% |  |  | 0 | 0 | 0 | 0
| STANDBY 1000KVA 3PH 4W 400V GENERATOR |  | 183 | set | 0 | Supply & Install by other (Main Cont.) |  | By other | 0 | 2362.5 | 0 | 183 |  |  | 137130 |  | 1800 | 5% | 0% | 10% | 97% | 133016.1 | 105% | 139666.91 | 5% | 1890 | 2362.5 | 0 | 0 | 125600 | 1995 | 5% | 0% | 10% | 7315.89 | 0 | 7681.68 | 0
| Including Accessories (as standard) | [19 empty] | 0% | 0 | 105% |  |  | 0 | 0 | 0 | 0
| - Exhaust silencer | [19 empty] | 0% | 0 | 105% |  |  | 0 | 0 | 0 | 0
| - Battery, Battery rack & cable | [19 empty] | 0% | 0 | 105% |  |  | 0 | 0 | 0 | 0
| - Battery charger | [19 empty] | 0% | 0 | 105% |  |  | 0 | 0 | 0 | 0
| - Flexible exhaust | [19 empty] | 0% | 0 | 105% |  |  | 0 | 0 | 0 | 0
| GENERATOR Panel (DG-1) | (ACB 3P 1600AF/1600AT) | 183-1 | set | 1 | 4522.05 | 4522.05 |  | 1 | 656.25 | 656.25 | 171-2 |  |  |  | 92350000 | 500 | 0% | 0% | 0% | 97% | 4306.71 | 105% | 4522.05 | 5% | 525 | 656.25 | 4306.71 | 525 |  |  | 0% | 0% | 0% | 0 | 0 | 0 | 0
| Support for above |  | 121-1 | lot | 1 | 611.1 | 611.1 |  | 1 | 157.5 | 157.5 | 210-1 |  |  | 600 |  | 120 | 0% | 0% | 0% | 97% | 582 | 105% | 611.1 | 5% | 126 | 157.5 | 582 | 126 |  |  | 0% | 0% | 0% | 0 | 0 | 0 | 0
| Genset's foundation |  |  | set | 1 | Excluded (By Civil work) |  | (By other) | 1 | 0 | 0 | [6 empty] | 0% | 0% | 0% | 0% | 0 | 105% | 0 | 5% | 0 | 0 | 0 | 0 |  |  | 0% | 0% | 0% | 0 | 0 | 0 | 0
| Exhaust louver |  |  | set | 1 | Excluded (By Civil work) |  | (By other) | 1 | 0 | 0 | [6 empty] | 0% | 0% | 0% | 0% | 0 | 105% | 0 | 5% | 0 | 0 | 0 | 0 |  |  | 0% | 0% | 0% | 0 | 0 | 0 | 0
[21 empty] | 0% | 0 | 105% |  |  | 0 | 0 | 0 | 0
| Mechanical accessories including |  | 183-2 | lot | 1 | 3564.75 | 3564.75 | 3395 | 1 | 1050 | 1050 | 183 |  |  | 3500 |  | 800 | 0% | 0% | 0% | 97% | 3395 | 105% | 3564.75 | 5% | 840 | 1050 | 3395 | 840 |  |  | 0% | 0% | 0% | 0 | 0 | 0 | 0
| - Chimney 8m c/w insulation cover | 1 lot | [7 empty] | 0 | 0 | [6 empty] | 0% | 0% | 0% | 0% | 0 | 105% | 0 | 5% | 0 | 0 | 0 | 0 |  |  | 0% | 0% | 0% | 0 | 0 | 0 | 0
| - Exhaust duct, canvas joit radiator and exhaust louver | 1 lot | [18 empty] | 0% | 0 | 105% |  |  | 0 | 0 | 0 | 0
| - Support for chimney | 1 lot | [7 empty] | 0 | 0 | [6 empty] | 0% | 0% | 0% | 0% | 0 | 105% | 0 | 5% | 0 | 0 | 0 | 0 |  |  | 0% | 0% | 0% | 0 | 0 | 0 | 0
| - Fuel daily tank 4,000 liters | 1 No | [7 empty] | 0 | 0 | [6 empty] | 0% | 0% | 0% | 0% | 0 | 105% | 0 | 5% | 0 | 0 | 0 | 0 |  |  | 0% | 0% | 0% | 0 | 0 | 0 | 0
| - Support for the above | 1 lot | [7 empty] | 0 | 0 | [6 empty] | 0% | 0% | 0% | 0% | 0 | 105% | 0 | 5% | 0 | 0 | 0 | 0 |  |  | 0% | 0% | 0% | 0 | 0 | 0 | 0
| - Piping & fittngs for system from Fuel tank to Gen.sets | 1 lot | [7 empty] | 0 | 0 | [6 empty] | 0% | 0% | 0% | 0% | 0 | 105% | 0 | 5% | 0 | 0 | 0 | 0 |  |  | 0% | 0% | 0% | 0 | 0 | 0 | 0
| (Estimate length from Genset to Tank: 12m) | [8 empty] | 0 | 0 | [6 empty] | 0% | 0% | 0% | 0% | 0 | 105% | 0 | 5% | 0 | 0 | 0 | 0 |  |  | 0% | 0% | 0% | 0 | 0 | 0 | 0
| Support for chimney |  | 121-1 | lot | 1 | 1037.35 | 1037.35 |  | 1 | 35.44 | 35.44 | 183 | 30% |  | 1018.5 |  | 27 | 0% | 0% | 0% | 97% | 987.95 | 105% | 1037.35 | 5% | 28.35 | 35.44 | 987.95 | 28.35 |  |  | 0% | 0% | 0% | 0 | 0 | 0 | 0
| RC foundation, Oil pit, Concrete dike & Bund wall for above tank |  |  | set | 1 | Excluded (By Civil work) |  | (By Civil) | 1 | 0 | 0 | 183 | [5 empty] | 0% | 0% | 0% | 0% | 0 | 105% | 0 | 5% | 0 | 0 | 0 | 0 |  |  | 0% | 0% | 0% | 0 | 0 | 0 | 0
| Supporting for above |  | 121-1 | set | 1 | 518.67 | 518.67 |  | 1 | 133.68 | 133.68 | 183 | 15% |  | 509.25 |  | 101.85 | 0% | 0% | 0% | 97% | 493.97 | 105% | 518.67 | 5% | 106.94 | 133.68 | 493.97 | 106.94 |  |  | 0% | 0% | 0% | 0 | 0 | 0 | 0
| Earth system for Geneartor system |  | 151 | set | 1 | 509.25 | 509.25 |  | 1 | 131.25 | 131.25 | 183 |  |  | 500 |  | 100 | 0% | 0% | 0% | 97% | 485 | 105% | 509.25 | 5% | 105 | 131.25 | 485 | 105 |  |  | 0% | 0% | 0% | 0 | 0 | 0 | 0
[21 empty] | 0% | 0 | 105% |  |  | 0 | 0 | 0 | 0
| Cable 0.6/1 KV - from Gen.set to DG1 | Al/XLPE/PVC 1C-400mm2 x 20 | 131 | m | 16 | 94.9 | 1518.4 |  | 15 | 42 | 672 | 131 |  |  |  | 1879800 | 32 | 0% | 0% | 0% | 100% | 90.38 | 105% | 94.9 | 5% | 33.6 | 42 | 1355.7 | 504 | 11285.12 | 782.04 | 0% | 0% | 0% | 0 | 0 | 0 | 0
| Cable 0.6/1 KV - from DG1 to MSB-380V | Al/XLPE/PVC 1C-400mm2 x 20 | 131 | m | 38 | 94.9 | 3606.2 |  | 36 | 52.5 | 1995 | 131 |  |  |  | 1879800 | 40 | 0% | 0% | 0% | 100% | 90.38 | 105% | 94.9 | 5% | 42 | 52.5 | 3253.68 | 1512 | 10076 | 698.25 | 0% | 0% | 0% | 0 | 0 | 0 | 0
| E' Cable | Cu/PVC 1C-185mm2 | 131 | m | 61 | 15.9 | 969.9 |  | 58 | 2.24 | 136.64 | 131 |  |  |  | 314940 | 1.7 | 0% | 0% | 0% | 100% | 15.14 | 105% | 15.9 | 5% | 1.79 | 2.24 | 878.12 | 103.82 |  |  | 0% | 0% | 0% | 0 | 0 | 0 | 0
| Termination for above |  | 132-1 | lot | 1 | 805.22 | 805.22 |  | 1 | 207.54 | 207.54 | 132-1 | 20% |  | 790.6 |  | 158.12 | 0% | 0% | 0% | 97% | 766.88 | 105% | 805.22 | 5% | 166.03 | 207.54 | 766.88 | 166.03 | 1283.35 | 476.2 | 0% | 0% | 0% | 0 | 0 | 0 | 0
| Cable ladder (Power coated paint) | W600xH100 | 121 | m | 56 | 12.12 | 678.72 |  | 53 | 4.2 | 235.2 | 121 |  |  |  | 240000 | 3.2 | 0% | 0% | 0% | 100% | 11.54 | 105% | 12.12 | 5% | 3.36 | 4.2 | 611.62 | 178.08 |  |  | 0% | 0% | 0% | 0 | 0 | 0 | 0
| Accessories for above |  | 121 | lot | 1 | 186.89 | 186.89 |  | 1 | 39.19 | 39.19 | 121-1 | 30% |  | 183.49 |  | 29.856 | 0% | 0% | 0% | 97% | 177.99 | 105% | 186.89 | 5% | 31.35 | 39.19 | 177.99 | 31.35 |  |  | 0% | 0% | 0% | 0 | 0 | 0 | 0
| Support for above |  | 121-1 | lot | 1 | 93.44 | 93.44 |  | 1 | 29.39 | 29.39 | 210-1 | 15% |  | 91.74 |  | 22.392 | 0% | 0% | 0% | 97% | 88.99 | 105% | 93.44 | 5% | 23.51 | 29.39 | 88.99 | 23.51 |  |  | 0% | 0% | 0% | 0 | 0 | 0 | 0
| Load Bank 1500KVA |  |  | lot | 1 | Excluded |  | (By other) | 1 | 0 | 0 | 111-5 | [5 empty] | 0% | 0% | 0% | 0% | 0 | 105% | 0 | 5% | 0 | 0 | 0 | 0 |  |  | 0% | 0% | 0% | 0 | 0 | 0 | 0
[21 empty] | 0% | 0 | 105% |  |  | 0 | 0 | 0 | 0
| Labor |  | 210 | set | 1 | 5479.08 | 5479.08 |  | 1 | 0 | 0 | 210 | [5 empty] | 0% | 0% | 0% | 5% | 0 | 105% | 0 | 5% | 0 | 0 | 0 | 0 |  |  | 0% | 0% | 0% | 0 | 0 | 0 | 0
| Testing & Commissioning |  | 300-2 | set | 1 | 445.7 | 445.7 |  | 1 | 0 | 0 | 111-4 | 10% |  | 437.61 |  |  | 0% | 0% | 0% | 97% | 424.48 | 105% | 445.7 | 5% | 0 | 0 | 424.48 | 0 |  |  | 0% | 0% | 0% | 0 | 0 | 0 | 0
| Misc. & consumable |  | 159 | lot | 1 | 178.63 | 178.63 |  | 1 | 0 | 0 | 159 | 0.5% |  | 175.38 |  |  | 0% | 0% | 0% | 97% | 170.12 | 105% | 178.63 | 5% | 0 | 0 | 170.12 | 0 |  |  | 0% | 0% | 0% | 0 | 0 | 0 | 0
| Transportation |  | 300-3 | lot | 1 | 354.1 | 354.1 |  | 1 | 0 | 0 | 300-3 | 2% |  | 347.67 |  |  | 0% | 0% | 0% | 97% | 337.24 | 105% | 354.1 | 5% | 0 | 0 | 337.24 | 0 |  |  | 0% | 0% | 0% | 0 | 0 | 0 | 0
[10 empty] | 0 | 0 | [6 empty] | 0% | 0% | 0% | 0% | 0 | 105% | 0 | 5% | 0 | 0 | 0 | 0 |  |  | 0% | 0% | 0% | 0 | 0 | 0 | 0
| Sub-total 5 | [5 empty] | 25079.45 |  |  |  | 5479.08 | [6 empty] | 0% | 0% | 0% | 0% | 0 | 105% |  |  | 0 | 0 | 18315.45 | 4250.08 | [6 empty] | 0 |  | 0
[21 empty] | 0% | 0 | 105% |  |  | 0 | 0
6 | LIGHTING SYSTEM & SOCKET OUTLET | [16 empty] | 0% | 0% | 0% | 0% | 0 | 105% |  |  | 0 | 0 | 0 | 0
| Lighting Fixture FL36W x 2 Metal Reflector Type |  | 161 | set | 1413 | 15.38 | 21731.94 | 3250(lm) | 1413 | 4.6 | 6499.8 | 161 |  |  |  | 304700 | 3.5 | 0% | 0% | 0% | 100% | 14.65 | 105% | 15.38 | 5% | 3.68 | 4.6 | 20700.45 | 5199.84 |  |  | 0% | 0% | 0% | 0 | 0 | 0 | 0
| Lighting Fixture FL36W x 2 Metal Reflector Type c/w moiture proof |  | 161 | set | 62 | 25.99 | 1611.38 | 3250(lm) | 62 | 4.6 | 285.2 | 161 |  |  |  | 514700 | 3.5 | 0% | 0% | 0% | 100% | 24.75 | 105% | 25.99 | 5% | 3.68 | 4.6 | 1534.5 | 228.16 |  |  | 0% | 0% | 0% | 0 | 0 | 0 | 0
| Lighting Fixture FL36W x 2 V-shape Type |  | 161 | set | 63 | 14.37 | 905.31 |  | 63 | 4.6 | 289.8 | 161 |  |  |  | 284800 | 3.5 | 0% | 0% | 0% | 100% | 13.69 | 105% | 14.37 | 5% | 3.68 | 4.6 | 862.47 | 231.84 |  |  | 0% | 0% | 0% | 0 | 0 | 0 | 0
| Metal Halide Light 400W |  | 161 | set | 30 | 63.18 | 1895.4 |  | 30 | 5.25 | 157.5 | 161 |  |  |  | 1251600 | 4 | 0% | 0% | 0% | 100% | 60.17 | 105% | 63.18 | 5% | 4.2 | 5.25 | 1805.1 | 126 |  |  | 0% | 0% | 0% | 0 | 0 | 0 | 0
| Down light PLC26Wx2 with glass cover |  | 161 | set | 103 | 19.53 | 2011.59 |  | 103 | 4.6 | 473.8 | 161 |  |  |  | 386900 | 3.5 | 0% | 0% | 0% | 100% | 18.6 | 105% | 19.53 | 5% | 3.68 | 4.6 | 1915.8 | 379.04 |  |  | 0% | 0% | 0% | 0 | 0 | 0 | 0
| Emergency light 2x10w |  | 161 | set | 34 | 37.11 | 1261.74 |  | 34 | 4.6 | 156.4 | 161 |  |  |  | 735000 | 3.5 | 0% | 0% | 0% | 100% | 35.34 | 105% | 37.11 | 5% | 3.68 | 4.6 | 1201.56 | 125.12 |  |  | 0% | 0% | 0% | 0 | 0 | 0 | 0
| Exit light FL8Wx1 |  | 161 | set | 13 | 39.23 | 509.99 |  | 13 | 4.6 | 59.8 | 161 |  |  |  | 777000 | 3.5 | 0% | 0% | 0% | 100% | 37.36 | 105% | 39.23 | 5% | 3.68 | 4.6 | 485.68 | 47.84 |  |  | 0% | 0% | 0% | 0 | 0 | 0 | 0
| Mirror light FL8Wx1 |  | 161 | set | 5 | 22.46 | 112.3 |  | 5 | 4.6 | 23 | 161 |  |  |  | 445000 | 3.5 | 0% | 0% | 0% | 100% | 21.39 | 105% | 22.46 | 5% | 3.68 | 4.6 | 106.95 | 18.4 |  |  | 0% | 0% | 0% | 0 | 0 | 0 | 0
| Single Switch 1 Gang 1 way |  | 141-1 | nos | 22 | 1.43 | 31.46 |  | 22 | 2.63 | 57.86 | 141-1 |  |  |  | 29200 | 2 | 0% | 0% | 0% | 97% | 1.36 | 105% | 1.43 | 5% | 2.1 | 2.63 | 29.92 | 46.2 |  |  | 0% | 0% | 0% | 0 | 0 | 0 | 0
| Single Switch 1 Gang 2 way |  | 141-1 | nos | 6 | 2.09 | 12.54 |  | 6 | 3.94 | 23.64 | 141-1 |  |  |  | 42600 | 3 | 0% | 0% | 0% | 97% | 1.99 | 105% | 2.09 | 5% | 3.15 | 3.94 | 11.94 | 18.9 |  |  | 0% | 0% | 0% | 0 | 0 | 0 | 0
| Single Switch 1 Gang 1 way (WP) |  | 141-1 | nos | 4 | 18.28 | 73.12 | 16.85 | 4 | 3.94 | 15.76 | 141-1 |  |  |  | 373300 | 3 | 0% | 0% | 0% | 97% | 17.41 | 105% | 18.28 | 5% | 3.15 | 3.94 | 69.64 | 12.6 |  |  | 0% | 0% | 0% | 0 | 0 | 0 | 0
| Switch boxes for light fixture in Production Area, Plating Area |  | 141-1 | set | 10 | 11.11 | 111.1 |  | 10 | 13.13 | 131.3 | 141-1 |  |  |  | 220000 | 10 | 0% | 0% | 0% | 100% | 10.58 | 105% | 11.11 | 5% | 10.5 | 13.13 | 105.8 | 105 |  |  | 0% | 0% | 0% | 0 | 0 | 0 | 0
| Single socket outlet, 3pins for Emer. Light | 220V 16A | 141-1 | set | 34 | 2.48 | 84.32 |  | 34 | 4.6 | 156.4 | 141-1 |  |  |  | 49000 | 3.5 | 0% | 0% | 0% | 100% | 2.36 | 105% | 2.48 | 5% | 3.68 | 4.6 | 80.24 | 125.12 |  |  | 0% | 0% | 0% | 0 | 0 | 0 | 0
| Trunking with cover | W200xH100 | 121 | m | 263 | 13.63 | 3584.69 |  | 250 | 3.68 | 967.84 | 121 |  |  |  | 270000 | 2.8 | 0% | 0% | 0% | 100% | 12.98 | 105% | 13.63 | 5% | 2.94 | 3.68 | 3245 | 735 |  |  | 0% | 0% | 0% | 0 | 0 | 0 | 0
| Trunking with cover | W100xH50 | 121 | m | 231 | 5.81 | 1342.11 |  | 220 | 1.58 | 364.98 | 121 |  |  |  | 115000 | 1.2 | 0% | 0% | 0% | 100% | 5.53 | 105% | 5.81 | 5% | 1.26 | 1.58 | 1216.6 | 277.2 |  |  | 0% | 0% | 0% | 0 | 0 | 0 | 0
| Trunking with cover | W50xH50 | 121 | m | 3247 | 4.29 | 13929.63 |  | 3092 | 1.05 | 3409.35 | 121 |  |  |  | 85000 | 0.8 | 0% | 0% | 0% | 100% | 4.09 | 105% | 4.29 | 5% | 0.84 | 1.05 | 12646.28 | 2597.28 |  |  | 0% | 0% | 0% | 0 | 0 | 0 | 0
| PVC conduit | DN25 | 111E-1 | m | 1743 | 0.61 | 1063.23 |  | 1660 | 0.4 | 697.2 | 111-1 |  |  |  | 12000 | 0.3 | 0% | 0% | 0% | 100% | 0.58 | 105% | 0.61 | 5% | 0.32 | 0.4 | 962.8 | 531.2 |  |  | 0% | 0% | 0% | 0 | 0 | 0 | 0
| PVC Flexible conduit | DN25 | 111E-3 | m | 169 | 0.23 | 38.87 |  | 161 | 0.79 | 133.51 | 111-1 |  |  |  | 4600 | 0.6 | 0% | 0% | 0% | 100% | 0.22 | 105% | 0.23 | 5% | 0.63 | 0.79 | 35.42 | 101.43 |  |  | 0% | 0% | 0% | 0 | 0 | 0 | 0
| Fittings and accessories |  | 111E-3 | lot | 1 | 5532.32 | 5532.32 |  | 1 | 855.51 | 855.51 | 111-5 | 30% |  | 5431.83 |  | 651.82 | 0% | 0% | 0% | 97% | 5268.88 | 105% | 5532.32 | 5% | 684.41 | 855.51 | 5268.88 | 684.41 |  |  | 0% | 0% | 0% | 0 | 0 | 0 | 0
| Hanger and support |  | 121-1 | lot | 1 | 2766.16 | 2766.16 |  | 1 | 427.76 | 427.76 | 210-1 | 15% |  | 2715.92 |  | 325.91 | 0% | 0% | 0% | 97% | 2634.44 | 105% | 2766.16 | 5% | 342.21 | 427.76 | 2634.44 | 342.21 |  |  | 0% | 0% | 0% | 0 | 0 | 0 | 0
| Cable | Cu/PVC/PVC 3C-4mm2 | 131 | m | 1418 | 1.47 | 2084.46 |  | 1350 | 0.4 | 567.2 | 131 |  |  |  | 29140 | 0.3 | 0% | 0% | 0% | 100% | 1.4 | 105% | 1.47 | 5% | 0.32 | 0.4 | 1890 | 432 |  |  | 0% | 0% | 0% | 0 | 0 | 0 | 0
| Cable | Cu/PVC/PVC 3C-2.5mm2 | 131 | m | 7875 | 0.95 | 7481.25 |  | 7500 | 0.14 | 1102.5 | 131 |  |  |  | 18680 | 0.1 | 0% | 0% | 0% | 100% | 0.9 | 105% | 0.95 | 5% | 0.11 | 0.14 | 6750 | 825 |  |  | 0% | 0% | 0% | 0 | 0 | 0 | 0
| Cable | Cu/PVC 3x1C-2.5mm2 | 131 | m | 8672 | 0.78 | 6764.16 |  | 8259 | 0.14 | 1214.08 | 131 |  |  |  | 15420 | 0.1 | 0% | 0% | 0% | 100% | 0.74 | 105% | 0.78 | 5% | 0.11 | 0.14 | 6111.66 | 908.49 |  |  | 0% | 0% | 0% | 0 | 0 | 0 | 0
| Termination & support for above |  | 132-1 | lot | 1 | 1419.2 | 1419.2 |  | 1 | 182.89 | 182.89 | 132-1 | 2% |  | 1393.42 |  | 139.34 | 0% | 0% | 0% | 97% | 1351.62 | 105% | 1419.2 | 5% | 146.31 | 182.89 | 1351.62 | 146.31 |  |  | 0% | 0% | 0% | 0 | 0 | 0 | 0
[21 empty] | 0% | 0 | 105% |  |  | 0 | 0 | 0 | 0
| General Socket Outlet | [19 empty] | 0% | 0 | 105% |  |  | 0 | 0 | 0 | 0
| Double socket outlet, 3pins wall mounted | 250V 16A | 141-1 | set | 95 | 3.84 | 364.8 |  | 95 | 3.94 | 374.3 | 141-1 |  |  |  | 76090 | 3 | 0% | 0% | 0% | 100% | 3.66 | 105% | 3.84 | 5% | 3.15 | 3.94 | 347.7 | 299.25 |  |  | 0% | 0% | 0% | 0 | 0 | 0 | 0
| PVC conduit | DN25 | 111E-1 | m | 1743 | 0.61 | 1063.23 |  | 1660 | 0.4 | 697.2 | 111-1 |  |  |  | 12000 | 0.3 | 0% | 0% | 0% | 100% | 0.58 | 105% | 0.61 | 5% | 0.32 | 0.4 | 962.8 | 531.2 |  |  | 0% | 0% | 0% | 0 | 0 | 0 | 0
| Fittings and accessories |  | 111E-3 | lot | 1 | 294.18 | 294.18 |  | 1 | 37.9 | 37.9 | 111-5 | 30% |  | 288.84 |  | 28.88 | 0% | 0% | 0% | 97% | 280.17 | 105% | 294.18 | 5% | 30.32 | 37.9 | 280.17 | 30.32 |  |  | 0% | 0% | 0% | 0 | 0 | 0 | 0
| Hanger and support |  | 121-1 | lot | 1 | 147.09 | 147.09 |  | 1 | 18.95 | 18.95 | 210-1 | 15% |  | 144.42 |  | 14.44 | 0% | 0% | 0% | 97% | 140.09 | 105% | 147.09 | 5% | 15.16 | 18.95 | 140.09 | 15.16 |  |  | 0% | 0% | 0% | 0 | 0 | 0 | 0
| Cable | Cu/PVC 3x 4mm2 | 131 | m | 2993 | 1.11 | 3322.23 |  | 2850 | 0.26 | 778.18 | 131 |  |  |  | 22800 | 0.2 | 0% | 0% | 0% | 97% | 1.06 | 105% | 1.11 | 5% | 0.21 | 0.26 | 3021 | 598.5 |  |  | 0% | 0% | 0% | 0 | 0 | 0 | 0
| Termination & support for above |  | 132-1 | lot | 1 | 92.31 | 92.31 |  | 1 | 11.89 | 11.89 | 132-1 | 3% |  | 90.63 |  | 9.06 | 0% | 0% | 0% | 97% | 87.91 | 105% | 92.31 | 5% | 9.51 | 11.89 | 87.91 | 9.51 |  |  | 0% | 0% | 0% | 0 | 0 | 0 | 0
| Misc. & consumable |  | 159 | lot | 1 | 246.46 | 246.46 |  | 1 | 47.64 | 47.64 | 159 | 5% |  | 241.98 |  | 36.297 | 0% | 0% | 0% | 97% | 234.72 | 105% | 246.46 | 5% | 38.11 | 47.64 | 234.72 | 38.11 |  |  | 0% | 0% | 0% | 0 | 0 | 0 | 0
[10 empty] | 0 | 0 | [9 empty] | 0% | 0 | 105% |  |  | 0 | 0 | 0 | 0
| Labor |  | 210 | set | 1 | 20219.14 | 20219.14 |  | 1 |  |  | 210 | [5 empty] | 0% | 0% | 0% | 5% | 0 | 105% | 0 | 5% | 0 | 0 | 0 | 0 |  |  | 0% | 0% | 0% | 0 | 0 | 0 | 0
[21 empty] | 0% | 0 | 105% |  |  | 0 | 0
| Sub-total 6 | [5 empty] | 102107.71 |  |  |  | 20219.14 | [6 empty] | 0% | 0% | 0% | 0% | 0 | 105% |  |  | 0 | 0 | 76097.14 | 15766.64 | [6 empty] | 0 |  | 0
[21 empty] | 0% | 0 | 105% |  |  | 0 | 0
7 | ELECTRICAL FOR MECHANICAL EQUIPMENT (A.C, FAN, AIR COMP., PUMPS) | [16 empty] | 0% | 0% | 0% | 0% | 0 | 105% |  |  | 0 | 0 | 0 | 0
| Isolator | 3P 32A | 141-3 | set | 81 | 37.8 | 3061.8 |  | 81 | 4.2 | 340.2 | 141-3 |  |  | 36 |  | 4 | 0% | 0% | 0% | 100% | 36 | 105% | 37.8 | 5% | 4.2 | 4.2 | 2916 | 340.2 |  |  | 0% | 0% | 0% | 0 | 0 | 0 | 0
| Isolator for crane | 3P 100A | 141-3 | set | 4 | 384.3 | 1537.2 |  | 4 | 6.3 | 25.2 | 141-3 |  |  | 366 |  | 6 | 0% | 0% | 0% | 100% | 366 | 105% | 384.3 | 5% | 6.3 | 6.3 | 1464 | 25.2 |  |  | 0% | 0% | 0% | 0 | 0 | 0 | 0
| Isolator for shutter | 3P 20A | 141-3 | set | 8 | 35.7 | 285.6 |  | 8 | 4.2 | 33.6 | 141-3 |  |  | 34 |  | 4 | 0% | 0% | 0% | 100% | 34 | 105% | 35.7 | 5% | 4.2 | 4.2 | 272 | 33.6 |  |  | 0% | 0% | 0% | 0 | 0 | 0 | 0
| Switch 1way 1 gang with neon lamp | 220V 16A | 141-1 | set | 6 | 7.88 | 47.28 |  | 6 | 3.68 | 22.08 | 141-1 |  |  | 7.5 |  | 3.5 | 0% | 0% | 0% | 100% | 7.5 | 105% | 7.88 | 5% | 3.68 | 3.68 | 45 | 22.08 |  |  | 0% | 0% | 0% | 0 | 0 | 0 | 0
| Remote ON-OFF button |  | 141-1 | set | 18 | 26.25 | 472.5 |  | 18 | 3.68 | 66.24 | 141-1 |  |  | 25 |  | 3.5 | 0% | 0% | 0% | 100% | 25 | 105% | 26.25 | 5% | 3.68 | 3.68 | 450 | 66.24 |  |  | 0% | 0% | 0% | 0 | 0 | 0 | 0
| Thermostat |  | 141-1 | set | 9 | 131.25 | 1181.25 |  | 9 | 3.68 | 33.12 | 141-1 |  |  | 125 |  | 3.5 | 0% | 0% | 0% | 100% | 125 | 105% | 131.25 | 5% | 3.68 | 3.68 | 1125 | 33.12 |  |  | 0% | 0% | 0% | 0 | 0 | 0 | 0
| Trunking (Power coated paint) c/w cover | W200xH100 | 121 | m | 252 | 13.63 | 3434.76 |  | 240 | 1.26 | 317.52 | 121 |  |  |  | 270000 | 1.2 | 0% | 0% | 0% | 100% | 12.98 | 105% | 13.63 | 5% | 1.26 | 1.26 | 3115.2 | 302.4 |  |  |  | 0% | 0% | 0% | 0 | 0 | 0 | 0
| Trunking (HDG) c/w cover | W200xH100 | 121 | m | 36 | 20.19 | 726.84 |  | 34 | 3.68 | 132.48 | 111-1 |  |  |  | 400000 | 3.5 | 0% | 0% | 0% | 100% | 19.23 | 105% | 20.19 | 5% | 3.68 | 3.68 | 653.82 | 125.12 |  |  | 0% | 0% | 0% | 0 | 0 | 0 | 0
| PVC conduit | DN32 | 111E-1 | m | 1743 | 1.21 | 2109.03 |  | 1660 | 0.4 | 697.2 | 111-1 |  |  |  | 24000 | 0.3 | 0% | 0% | 0% | 100% | 1.15 | 105% | 1.21 | 5% | 0.32 | 0.4 | 1909 | 531.2 |  |  | 0% | 0% | 0% | 0 | 0 | 0 | 0
| PVC conduit | DN25 | 111E-1 | m | 1743 | 0.61 | 1063.23 |  | 1660 | 0.4 | 697.2 | 111-1 |  |  |  | 12000 | 0.3 | 0% | 0% | 0% | 100% | 0.58 | 105% | 0.61 | 5% | 0.32 | 0.4 | 962.8 | 531.2 |  |  | 0% | 0% | 0% | 0 | 0 | 0 | 0
| PVC flexible conduit | DN32 | 111E-3 | m | 53 | 0.63 | 33.39 |  | 50 | 0.63 | 33.39 | 111-1 |  |  |  | 12500 | 0.6 | 0% | 0% | 0% | 100% | 0.6 | 105% | 0.63 | 5% | 0.63 | 0.63 | 30 | 31.5 |  |  |  | 0% | 0% | 0% | 0 | 0 | 0 | 0
| PVC flexible conduit | DN25 | 111E-3 | m | 63 | 0.23 | 14.49 |  | 60 | 0.95 | 59.85 | 111-1 |  |  |  | 4600 | 0.9 | 0% | 0% | 0% | 100% | 0.22 | 105% | 0.23 | 5% | 0.95 | 0.95 | 13.2 | 57 |  |  |  | 0% | 0% | 0% | 0 | 0 | 0 | 0
| Fittings and accessories |  | 111E-3 | lot | 1 | 680.77 | 680.77 |  | 1 | 140.36 | 140.36 | 111-5 | 10% |  | 668.4 |  | 133.68 | 0% | 0% | 0% | 97% | 648.35 | 105% | 680.77 | 5% | 140.36 | 140.36 | 648.35 | 140.36 |  |  | 0% | 0% | 0% | 0 | 0 | 0 | 0
| Hanger and support |  | 121-1 | lot | 1 | 340.38 | 340.38 |  | 1 | 105.27 | 105.27 | 210-1 | 5% |  | 334.2 |  | 100.26 | 0% | 0% | 0% | 97% | 324.17 | 105% | 340.38 | 5% | 105.27 | 105.27 | 324.17 | 105.27 |  |  | 0% | 0% | 0% | 0 | 0 | 0 | 0
| Cable 0.6/1KV | Cu/PVC/PVC 4C-50mm2 + E 1C-50mm2 PVC | 131-1 | m | 84 | 20.04 | 1683.36 |  | 80 | 3.99 | 335.16 | 131 |  |  |  | 397043 | 3.8 | 0% | 0% | 0% | 100% | 19.09 | 105% | 20.04 | 5% | 3.99 | 3.99 | 1527.2 | 319.2 |  |  | 0% | 0% | 0% | 0 | 0 | 0 | 0
| Cable 0.6/1KV | Cu/PVC/PVC 4C-10mm2 + E 1C-10mm2 PVC | 131 | m | 863 | 4.96 | 4280.48 |  | 822 | 1.05 | 906.15 | 131 |  |  |  | 98230 | 0.8 | 0% | 0% | 0% | 100% | 4.72 | 105% | 4.96 | 5% | 0.84 | 1.05 | 3879.84 | 690.48 |  |  | 0% | 0% | 0% | 0 | 0 | 0 | 0
| Cable 0.6/1KV | Cu/PVC/PVC 4C-6mm2 + E 1C-6mm2 PVC | 131 | m | 56 | 3.2 | 179.2 |  | 53 | 0.66 | 36.96 | 131 |  |  |  | 63510 | 0.5 | 0% | 0% | 0% | 100% | 3.05 | 105% | 3.2 | 5% | 0.53 | 0.66 | 161.65 | 28.09 |  |  | 0% | 0% | 0% | 0 | 0 | 0 | 0
| Cable 0.6/1KV | Cu/PVC/PVC 4C-4mm2 + E 1C-4mm2 PVC | 131 | m | 56 | 2.26 | 126.56 |  | 53 | 0.2 | 11.2 | 131 |  |  |  | 44700 | 0.15 | 0% | 0% | 0% | 100% | 2.15 | 105% | 2.26 | 5% | 0.16 | 0.2 | 113.95 | 8.48 |  |  | 0% | 0% | 0% | 0 | 0 | 0 | 0
| Cable 0.6/1KV | Cu/PVC/PVC 4C-2.5mm2 + E 1C-2.5mm2 PVC | 131 | m | 4032 | 1.43 | 5765.76 |  | 3840 | 0.14 | 564.48 | 131 |  |  |  | 28240 | 0.1 | 0% | 0% | 0% | 100% | 1.36 | 105% | 1.43 | 5% | 0.11 | 0.14 | 5222.4 | 422.4 |  |  | 0% | 0% | 0% | 0 | 0 | 0 | 0
| Cable 0.6/1KV | Cu/PVC/PVC 3C-2.5mm2 | 131 | m | 1313 | 0.71 | 932.23 |  | 1250 | 0.14 | 183.82 | 131 |  |  |  | 14100 | 0.1 | 0% | 0% | 0% | 100% | 0.68 | 105% | 0.71 | 5% | 0.11 | 0.14 | 850 | 137.5 |  |  | 0% | 0% | 0% | 0 | 0 | 0 | 0
| Termination & support for above |  | 132-1 | lot | 1 | 123.03 | 123.03 |  | 1 | 12.68 | 12.68 | 132-1 | 1% |  | 120.79 |  | 12.08 | 0% | 0% | 0% | 97% | 117.17 | 105% | 123.03 | 5% | 12.68 | 12.68 | 117.17 | 12.68 |  |  | 0% | 0% | 0% | 0 | 0 | 0 | 0
| Misc. & consumable |  | 159 | lot | 1 | 262.78 | 262.78 |  | 1 | 40.64 | 40.64 | 159 | 1% |  | 258.01 |  | 38.7015 | 0% | 0% | 0% | 97% | 250.27 | 105% | 262.78 | 5% | 40.64 | 40.64 | 250.27 | 40.64 |  |  | 0% | 0% | 0% | 0 | 0 | 0 | 0
[10 empty] | 0 | 0 | [6 empty] | 0% | 0% | 0% | 0% | 0 | 105% |  |  | 0 | 0 | 0 | 0
| Labor |  | 210 | set | 1 | 4794.8 | 4794.8 |  | 1 |  |  | 210 | [5 empty] | 0% | 0% | 0% | 5% | 0 | 105% | 0 | 5% | 0 | 0 | 0 | 0 |  |  | 0% | 0% | 0% | 0 | 0 | 0 | 0
[21 empty] | 0% | 0 | 105% |  |  | 0 | 0 |  | 0
| Sub-total 7 | [5 empty] | 33136.72 |  |  |  | 4794.8 | [6 empty] | 0% | 0% | 0% | 0% | 0 | 105% |  |  | 0 | 0 | 26051.02 | 4003.96 | [6 empty] | 0 |  | 0
[21 empty] | 0% | 0 | 105% |  |  | 0 | 0 |  | 0
8 | TELEPHONE SYSTEM EMPTY CONDUIT | [16 empty] | 0% | 0% | 0% | 0% | 0 | 105% | 0 | 5% | 0 | 0 | 0 | 0 |  |  | 0% | 0% | 0% | 0 | 0 | 0 | 0
| Termination panel |  | 186 | nos | 2 | 58.76 | 117.52 |  | 2 | 39.38 | 78.76 | 111-5 |  |  |  | 1200000 | 30 | 0% | 0% | 0% | 97% | 55.96 | 105% | 58.76 | 5% | 31.5 | 39.38 | 111.92 | 63 |  |  | 0% | 0% | 0% | 0 | 0 | 0 | 0
| PABX, Power supply unit, Key phone & Console |  | 186 | nos | 1 | By Other |  | Out of scope | 1 | 0 | 0 | 111-5 | [5 empty] | 0% | 0% | 0% | 97% | 0 | 105% | 0 | 5% | 0 | 0 | 0 | 0 |  |  | 0% | 0% | 0% | 0 | 0 | 0 | 0
| Telephone outlet wall mounted RJ11 |  | 186 | nos | 14 | 3.42 | 47.88 |  | 14 | 3.94 | 55.16 | 111-5 |  |  |  | 67800 | 3 | 0% | 0% | 0% | 100% | 3.26 | 105% | 3.42 | 5% | 3.15 | 3.94 | 45.64 | 44.1 |  |  | 0% | 0% | 0% | 0 | 0 | 0 | 0
| Cable tray 200x100mm |  | 121 | m | 545 | 9.85 | 5368.25 |  | 519 | 2.1 | 1144.5 | 111-1 |  |  |  | 195000 | 1.6 | 0% | 0% | 0% | 100% | 9.38 | 105% | 9.85 | 5% | 1.68 | 2.1 | 4868.22 | 871.92 |  |  | 0% | 0% | 0% | 0 | 0 | 0 | 0
| Trunking c/w cover 200x100mm |  | 121 | m | 16 | 13.63 | 218.08 |  | 15 | 2.1 | 33.6 | 111-1 |  |  |  | 270000 | 1.6 | 0% | 0% | 0% | 100% | 12.98 | 105% | 13.63 | 5% | 1.68 | 2.1 | 194.7 | 25.2 |  |  | 0% | 0% | 0% | 0 | 0 | 0 | 0
| Trunking c/w cover 100x100mm |  | 121 | m | 71 | 9.14 | 648.94 |  | 68 | 1.58 | 112.18 | 111-1 |  |  |  | 181000 | 1.2 | 0% | 0% | 0% | 100% | 8.7 | 105% | 9.14 | 5% | 1.26 | 1.58 | 591.6 | 85.68 |  |  | 0% | 0% | 0% | 0 | 0 | 0 | 0
| PVC conduit | DN25 | 111E-1 | m | 135 | 0.61 | 82.35 |  | 129 | 0.4 | 54 | 111-1 |  |  |  | 12000 | 0.3 | 0% | 0% | 0% | 100% | 0.58 | 105% | 0.61 | 5% | 0.32 | 0.4 | 74.82 | 41.28 |  |  | 0% | 0% | 0% | 0 | 0 | 0 | 0
| Fittings & Accessories |  | 111E-2 | lot | 1 | 263.12 | 263.12 |  | 1 | 33.9 | 33.9 | 121-1 | 30% |  | 258.34 |  | 25.83 | 0% | 0% | 0% | 97% | 250.59 | 105% | 263.12 | 5% | 27.12 | 33.9 | 250.59 | 27.12 |  |  | 0% | 0% | 0% | 0 | 0 | 0 | 0
| Hanger & Support |  | 121-1 | lot | 1 | 131.55 | 131.55 |  | 1 | 16.96 | 16.96 | 121-1 | 15% |  | 129.17 |  | 12.92 | 0% | 0% | 0% | 97% | 125.29 | 105% | 131.55 | 5% | 13.57 | 16.96 | 125.29 | 13.57 |  |  | 0% | 0% | 0% | 0 | 0 | 0 | 0
| Telephone cable & wiring |  | 186 | lot | 1 | not included (by other) |  | By other | 1 | 0 | 0 | 159 | [5 empty] | 0% | 0% | 0% | 97% | 0 | 105% | 0 | 5% | 0 | 0 | 0 | 0 |  |  | 0% | 0% | 0% | 0 | 0 | 0 | 0
| Misc. & consumable |  | 159 | lot | 1 | 318.94 | 318.94 |  | 1 | 41.1 | 41.1 | 159 | 5% |  | 313.14 |  | 31.31 | 0% | 0% | 0% | 97% | 303.75 | 105% | 318.94 | 5% | 32.88 | 41.1 | 303.75 | 32.88 |  |  | 0% | 0% | 0% | 0 | 0 | 0 | 0
[10 empty] | 0 | 0 | [9 empty] | 0% | 0 | 105% |  |  | 0 | 0 | 0 | 0
| Labor |  | 210 | set | 1 | 1570.16 | 1570.16 |  | 1 |  |  | 210 | [5 empty] | 0% | 0% | 0% | 5% | 0 | 105% | 0 | 5% | 0 | 0 | 0 | 0 |  |  | 0% | 0% | 0% | 0 | 0 | 0 | 0
[21 empty] | 0% | 0 | 105% |  |  | 0 | 0
| Sub-total 8 | [5 empty] | 8766.79 |  |  |  | 1570.16 | [6 empty] | 0% | 0% | 0% | 0% | 0 | 105% |  |  | 0 | 0 | 6566.53 | 1204.75 | [6 empty] | 0 |  | 0
[21 empty] | 0% | 0 | 105% |  |  | 0 | 0 | 0 | 0
9 | LAN SYSTEM EMPTY CONDUIT | [16 empty] | 0% | 0% | 0% | 0% | 0 | 105% | 0 | 5% | 0 | 0 | 0 | 0 |  |  | 0% | 0% | 0% | 0 | 0 | 0 | 0
| Main Server, Patch panel, Cabinet rack,… |  | 186 | nos |  | not included (by other) |  | By other |  |  |  | 186 | [5 empty] | 0% | 0% | 0% | 97% | 0 | 105% | 0 | 5% | 0 | 0 | 0 | 0 |  |  | 0% | 0% | 0% | 0 | 0 | 0 | 0
| LAN outlet wall mounted RJ45 |  | 186 | nos | 14 | 6.53 | 91.42 |  | 14 | 4.6 | 64.4 | 111-5 |  |  |  | 129300 | 3.5 | 0% | 0% | 0% | 100% | 6.22 | 105% | 6.53 | 5% | 3.68 | 4.6 | 87.08 | 51.52 |  |  | 0% | 0% | 0% | 0 | 0 | 0 | 0
| PVC conduit | DN25 | 111E-1 | m | 135 | 0.61 | 82.35 |  | 129 | 0.4 | 54 | 111-1 |  |  |  | 12000 | 0.3 | 0% | 0% | 0% | 100% | 0.58 | 105% | 0.61 | 5% | 0.32 | 0.4 | 74.82 | 41.28 |  |  | 0% | 0% | 0% | 0 | 0 | 0 | 0
| Fittings and accessories |  | 111E-2 | lot | 1 | 22.87 | 22.87 |  | 1 | 2.95 | 2.95 | 111-5 | 30% |  | 22.45 |  | 2.25 | 0% | 0% | 0% | 97% | 21.78 | 105% | 22.87 | 5% | 2.36 | 2.95 | 21.78 | 2.36 |  |  | 0% | 0% | 0% | 0 | 0 | 0 | 0
| Hanger & Support |  | 121-1 | lot | 1 | 11.42 | 11.42 |  | 1 | 1.48 | 1.48 | 210-1 | 15% |  | 11.22 |  | 1.12 | 0% | 0% | 0% | 97% | 10.88 | 105% | 11.42 | 5% | 1.18 | 1.48 | 10.88 | 1.18 |  |  | 0% | 0% | 0% | 0 | 0 | 0 | 0
| Misc. & consumable |  | 159 | lot | 1 | 5.94 | 5.94 |  | 1 | 0 | 0 | 159 | 3% |  | 5.84 |  |  | 0% | 0% | 0% | 97% | 5.66 | 105% | 5.94 | 5% | 0 | 0 | 5.66 | 0 |  |  | 0% | 0% | 0% | 0 | 0 | 0 | 0
| LAN cable & wiring |  |  | lot | 1 | not included (by other) |  | By other | 1 | 0 | 0 | 159 | 3% |  |  |  |  | 0% | 0% | 0% | 0% | 0 | 105% | 0 | 5% | 0 | 0 | 0 | 0 |  |  | 0% | 0% | 0% | 0 | 0 | 0 | 0
[10 empty] | 0 | 0 | [9 empty] | 0% | 0 | 105% |  |  | 0 | 0 | 0 | 0
| Labor |  | 210 | set | 1 | 122.83 | 122.83 |  | 1 |  |  | 210 | [5 empty] | 0% | 0% | 0% | 5% | 0 | 105% | 0 | 5% | 0 | 0 | 0 | 0 |  |  | 0% | 0% | 0% | 0 | 0 | 0 | 0
[21 empty] | 0% | 0 | 105% |  |  | 0 | 0
| Sub-total 9 | [5 empty] | 336.83 |  |  |  | 122.83 | [6 empty] | 0% | 0% | 0% | 0% | 0 | 105% |  |  | 0 | 0 | 200.22 | 96.34 | [6 empty] | 0 |  | 0
[21 empty] | 0% | 0 | 105% |  |  | 0 | 0
10 | PUBLIC ADDRESS SYSTEM | [16 empty] | 0% | 0% | 0% | 0% | 0 | 105% | 0 | 5% | 0 | 0 | 0 | 0 |  |  | 0% | 0% | 0% | 0 | 0 | 0 | 0
| Horn speaker 15W | SC-615M | 182 | Nos | 28 | 32.81 | 918.68 |  | 28 | 5.25 | 147 | 182-1 |  |  |  | 650000 | 4 | 0% | 0% | 0% | 100% | 31.25 | 105% | 32.81 | 5% | 4.2 | 5.25 | 875 | 117.6 |  |  | 0% | 0% | 0% | 0 | 0 | 0 | 0
| Ceiling speaker 3W | PC-658R | 182 | Nos | 3 | 10.65 | 31.95 |  | 3 | 4.6 | 13.8 | 182-1 |  |  |  | 211000 | 3.5 | 0% | 0% | 0% | 100% | 10.14 | 105% | 10.65 | 5% | 3.68 | 4.6 | 30.42 | 11.04 |  |  | 0% | 0% | 0% | 0 | 0 | 0 | 0
| PVC conduit | DN25 | 111E-1 | m | 709 | 0.61 | 432.49 |  | 675 | 0.66 | 467.94 | 111-1 |  |  |  | 12000 | 0.5 | 0% | 0% | 0% | 100% | 0.58 | 105% | 0.61 | 5% | 0.53 | 0.66 | 391.5 | 357.75 |  |  | 0% | 0% | 0% | 0 | 0 | 0 | 0
| Fittings and accessories |  | 111E-3 | lot | 1 | 119.63 | 119.63 |  | 1 | 15.43 | 15.43 | 111-5 | 30% |  | 117.45 |  | 11.75 | 0% | 0% | 0% | 97% | 113.93 | 105% | 119.63 | 5% | 12.34 | 15.43 | 113.93 | 12.34 |  |  | 0% | 0% | 0% | 0 | 0 | 0 | 0
| Hanger & Support |  | 121-1 | lot | 1 | 59.82 | 59.82 |  | 1 | 7.7 | 7.7 | 121-1 | 15% |  | 58.73 |  | 5.87 | 0% | 0% | 0% | 97% | 56.97 | 105% | 59.82 | 5% | 6.16 | 7.7 | 56.97 | 6.16 |  |  | 0% | 0% | 0% | 0 | 0 | 0 | 0
| Cu/PVC/PVC 2C-1.5mm2 |  | 131 | m | 1317 | 0.46 | 605.82 |  | 1254 | 0.66 | 869.22 | 131 |  |  |  | 9150 | 0.5 | 0% | 0% | 0% | 100% | 0.44 | 105% | 0.46 | 5% | 0.53 | 0.66 | 551.76 | 664.62 |  |  | 0% | 0% | 0% | 0 | 0 | 0 | 0
| Misc. & consumable |  | 159 | lot | 1 | 61.71 | 61.71 |  | 1 | 7.95 | 7.95 | 159 | 3% |  | 60.59 |  | 6.059 | 0% | 0% | 0% | 97% | 58.77 | 105% | 61.71 | 5% | 6.36 | 7.95 | 58.77 | 6.36 |  |  | 0% | 0% | 0% | 0 | 0 | 0 | 0
| Testing & Commissioning |  | 300-2 | set | 1 | 91.67 | 91.67 |  | 1 | 26.25 | 26.25 | 300-2 |  |  | 90 |  | 20 | 0% | 0% | 0% | 97% | 87.3 | 105% | 91.67 | 5% | 21 | 26.25 | 87.3 | 21 |  |  | 0% | 0% | 0% | 0 | 0 | 0 | 0
[10 empty] | 0 | 0 | [9 empty] | 0% | 0 | 105% |  |  | 0 | 0 | 0 | 0
| Labor |  | 210 | set | 1 | 1555.29 | 1555.29 |  | 1 |  |  | 210 | [5 empty] | 0% | 0% | 0% | 5% | 0 | 105% | 0 | 5% | 0 | 0 | 0 | 0 |  |  | 0% | 0% | 0% | 0 | 0 | 0 | 0
[21 empty] | 0% | 0 | 105% |  |  | 0 | 0
| Sub-total 10 | [5 empty] | 3877.06 |  |  |  | 1555.29 | [9 empty] | 0% | 0 | 105% |  |  | 0 | 0 | 2165.65 | 1196.87 | [6 empty] | 0 |  | 0
[21 empty] | 0% | 0 | 105% |  |  | 0 | 0
11 | FIRE ALARM SYSTEM | [16 empty] | 0% | 0% | 0% | 0% | 0 | 105% | 0 | 5% | 0 | 0 | 0 | 0 |  |  | 0% | 0% | 0% | 0 | 0 | 0 | 0
| Combine box (including Lamp, bell and call point) |  | 181 | set | 17 | 97.68 | 1660.56 |  | 17 | 7.88 | 133.96 | 181-1 |  |  |  | 1935000 | 6 | 0% | 0% | 0% | 100% | 93.03 | 105% | 97.68 | 5% | 6.3 | 7.88 | 1581.51 | 107.1 |  |  | 0% | 0% | 0% | 0 | 0 | 0 | 0
| Smoke detector |  | 181 | set | 251 | 26.05 | 6538.55 |  | 251 | 5.25 | 1317.75 | 181-1 |  |  |  | 516000 | 4 | 0% | 0% | 0% | 100% | 24.81 | 105% | 26.05 | 5% | 4.2 | 5.25 | 6227.31 | 1054.2 |  |  | 0% | 0% | 0% | 0 | 0 | 0 | 0
| Fixed temperature heat detector |  | 181 | set | 4 | 14.11 | 56.44 |  | 4 | 5.25 | 21 | 181-1 |  |  |  | 279500 | 4 | 0% | 0% | 0% | 100% | 13.44 | 105% | 14.11 | 5% | 4.2 | 5.25 | 53.76 | 16.8 |  |  | 0% | 0% | 0% | 0 | 0 | 0 | 0
| Trunking c/w cover 200x50mm |  | 121 | m | 26 | 14.13 | 367.38 |  | 25 | 3.29 | 85.54 | 111-1 |  |  |  | 280000 | 2.5 | 0% | 0% | 0% | 100% | 13.46 | 105% | 14.13 | 5% | 2.63 | 3.29 | 336.5 | 65.75 |  |  | 0% | 0% | 0% | 0 | 0 | 0 | 0
| Trunking c/w cover 50x50mm |  | 121 | m | 100 | 4.29 | 429 |  | 95 | 1.05 | 105 | 111-1 |  |  |  | 85000 | 0.8 | 0% | 0% | 0% | 100% | 4.09 | 105% | 4.29 | 5% | 0.84 | 1.05 | 388.55 | 79.8 |  |  | 0% | 0% | 0% | 0 | 0 | 0 | 0
| GI conduit | EMT 1 | 111E-1 | m | 701 | 1.41 | 988.41 |  | 668 | 0.66 | 462.66 | 111-1 |  |  |  | 27800 | 0.5 | 0% | 0% | 0% | 100% | 1.34 | 105% | 1.41 | 5% | 0.53 | 0.66 | 895.12 | 354.04 |  |  | 0% | 0% | 0% | 0 | 0 | 0 | 0
| GI conduit | EMT 3/4 | 111E-1 | m | 2699 | 1 | 2699 |  | 2570 | 0.66 | 1781.34 | 111-1 |  |  |  | 19800 | 0.5 | 0% | 0% | 0% | 100% | 0.95 | 105% | 1 | 5% | 0.53 | 0.66 | 2441.5 | 1362.1 |  |  | 0% | 0% | 0% | 0 | 0 | 0 | 0
| Fittings and accessories |  | 111E-2 | lot | 1 | 1019.51 | 1019.51 |  | 1 | 157.66 | 157.66 | 111-5 | 30% |  | 1000.99 |  | 120.12 | 0% | 0% | 0% | 97% | 970.96 | 105% | 1019.51 | 5% | 126.13 | 157.66 | 970.96 | 126.13 |  |  | 0% | 0% | 0% | 0 | 0 | 0 | 0
| Hanger & support |  | 121-1 | lot | 1 | 509.75 | 509.75 |  | 1 | 78.83 | 78.83 | 210-1 | 15% |  | 500.49 |  | 60.06 | 0% | 0% | 0% | 97% | 485.48 | 105% | 509.75 | 5% | 63.06 | 78.83 | 485.48 | 63.06 |  |  | 0% | 0% | 0% | 0 | 0 | 0 | 0
| Cu/PVC/PVC 10P-1.5mm2 |  | 131 | m | 210 | 3.68 | 772.8 |  | 200 | 1.05 | 220.5 | 131 |  |  |  | 72740 | 0.8 | 0% | 0% | 0% | 100% | 3.5 | 105% | 3.68 | 5% | 0.84 | 1.05 | 700 | 168 |  |  | 0% | 0% | 0% | 0 | 0 | 0 | 0
| Cu/PVC/PVC 5P-1.5mm2 |  | 131 | m | 2681 | 1.93 | 5174.33 |  | 2553 | 0.79 | 2117.99 | 131 |  |  |  | 38210 | 0.6 | 0% | 0% | 0% | 100% | 1.84 | 105% | 1.93 | 5% | 0.63 | 0.79 | 4697.52 | 1608.39 |  |  | 0% | 0% | 0% | 0 | 0 | 0 | 0
| Cu/PVC/PVC 2C-1.5mm2 |  | 131 | m | 4219 | 0.46 | 1940.74 |  | 4018 | 0.4 | 1687.6 | 131 |  |  |  | 9150 | 0.3 | 0% | 0% | 0% | 100% | 0.44 | 105% | 0.46 | 5% | 0.32 | 0.4 | 1767.92 | 1285.76 |  |  | 0% | 0% | 0% | 0 | 0 | 0 | 0
| Misc. & consumable |  | 159 | lot | 1 | 1046.31 | 1046.31 |  | 1 | 161.8 | 161.8 | 159 | 5% |  | 1027.31 |  | 123.28 | 0% | 0% | 0% | 97% | 996.49 | 105% | 1046.31 | 5% | 129.44 | 161.8 | 996.49 | 129.44 |  |  | 0% | 0% | 0% | 0 | 0 | 0 | 0
| Testing & Commissioning |  | 300-2 | set | 1 | 203.7 | 203.7 |  | 1 | 0 | 0 | 300-2 |  |  | 200 |  |  | 0% | 0% | 0% | 97% | 194 | 105% | 203.7 | 5% | 0 | 0 | 194 | 0 |  |  | 0% | 0% | 0% | 0 | 0 | 0 | 0
[10 empty] | 0 | 0 | [9 empty] | 0% | 0 | 105% |  |  | 0 | 0 | 0 | 0
| Labor |  | 210 | set | 1 | 8331.63 | 8331.63 |  | 1 |  |  | 210 | [5 empty] | 0% | 0% | 0% | 5% | 0 | 105% | 0 | 5% | 0 | 0 | 0 | 0 |  |  | 0% | 0% | 0% | 0 | 0 | 0 | 0
[21 empty] | 0% | 0 | 105% |  |  | 0 | 0
| Sub-total 11 | [5 empty] | 31738.11 |  |  |  | 8331.63 | [9 empty] | 0% | 0 | 105% |  |  | 0 | 0 | 21736.62 | 6420.57 | [6 empty] | 0 |  | 0
[21 empty] | 0% | 0 | 105% |  |  | 0 | 0
12 | LIGHTNING PROTECTION SYSTEM | [16 empty] | 0% | 0% | 0% | 0% | 0 | 105% | 0 | 5% | 0 | 0 | 0 | 0 |  |  | 0% | 0% | 0% | 0 | 0 | 0 | 0
| Air terminal ESE type | Stormaster 60; R=107m | 151 | nos | 1 | 1110.57 | 1110.57 |  | 1 | 32.81 | 32.81 | 181-1 |  |  |  | 22000000 | 25 | 0% | 0% | 0% | 100% | 1057.69 | 105% | 1110.57 | 5% | 26.25 | 32.81 | 1057.69 | 26.25 |  |  | 0% | 0% | 0% | 0 | 0 | 0 | 0
| Steel support pole for above c/w guy wire | 6m | 151 | set | 1 | 387.03 | 387.03 |  | 1 | 59.06 | 59.06 | 181-1 |  |  | 380 |  | 45 | 0% | 0% | 0% | 97% | 368.6 | 105% | 387.03 | 5% | 47.25 | 59.06 | 368.6 | 47.25 |  |  | 0% | 0% | 0% | 0 | 0 | 0 | 0
| Earth Termination box |  | 151 | set | 2 | 91.67 | 183.34 |  | 2 | 6.56 | 13.12 | 181-1 |  |  | 90 |  | 5 | 0% | 0% | 0% | 97% | 87.3 | 105% | 91.67 | 5% | 5.25 | 6.56 | 174.6 | 10.5 |  |  | 0% | 0% | 0% | 0 | 0 | 0 | 0
| Lightning conductor | Bare Copper wire 95mm2 | 151 | m | 187 | 8.4 | 1570.8 |  | 178 | 1.19 | 222.53 | 111-1 |  |  |  | 166370 | 0.9 | 0% | 0% | 0% | 100% | 8 | 105% | 8.4 | 5% | 0.95 | 1.19 | 1424 | 169.1 |  |  | 0% | 0% | 0% | 0 | 0 | 0 | 0
| Fittings and support for above |  | 151 | m | 1 | 388.85 | 388.85 |  | 1 | 75.16 | 75.16 | 111-1 |  |  | 381.78 |  | 57.267 | 0% | 0% | 0% | 97% | 370.33 | 105% | 388.85 | 5% | 60.13 | 75.16 | 370.33 | 60.13 |  |  | 0% | 0% | 0% | 0 | 0 | 0 | 0
| Earth Test box c/w clamp |  | 151 | m | 4 | 122.22 | 488.88 |  | 4 | 10.5 | 42 | 111-1 |  |  | 120 |  | 8 | 0% | 0% | 0% | 97% | 116.4 | 105% | 122.22 | 5% | 8.4 | 10.5 | 465.6 | 33.6 |  |  | 0% | 0% | 0% | 0 | 0 | 0 | 0
| PVC conduit for down conductor | DN32 | 111E-1 | lot | 170 | 1.03 | 175.1 |  | 170 | 1.05 | 178.5 | 111-5 | 30% |  | 0.98 |  | 0.8 | 0% | 0% | 0% | 100% | 0.98 | 105% | 1.03 | 5% | 0.84 | 1.05 | 166.6 | 142.8 |  |  | 0% | 0% | 0% | 0 | 0 | 0 | 0
| Fittings and accessories |  | 111E-1 | lot | 1 | 50.9 | 50.9 |  | 1 | 9.84 | 9.84 | 210-1 | 15% |  | 49.98 |  | 7.497 | 0% | 0% | 0% | 97% | 48.48 | 105% | 50.9 | 5% | 7.87 | 9.84 | 48.48 | 7.87 |  |  | 0% | 0% | 0% | 0 | 0 | 0 | 0
| Hanger & Support |  | 121-1 | m | 1 | 25.45 | 25.45 |  | 1 | 4.93 | 4.93 | 131 |  |  | 24.99 |  | 3.7485 | 0% | 0% | 0% | 97% | 24.24 | 105% | 25.45 | 5% | 3.94 | 4.93 | 24.24 | 3.94 |  |  | 0% | 0% | 0% | 0 | 0 | 0 | 0
| Earth Chamber c/w earth rods (Earth Resistance under 10Ohm) |  | 151 | m | 2 | 1833.3 | 3666.6 |  | 2 | 1181.25 | 2362.5 | 131 |  |  | 1800 |  | 900 | 0% | 0% | 0% | 97% | 1746 | 105% | 1833.3 | 5% | 945 | 1181.25 | 3492 | 1890 |  |  | 0% | 0% | 0% | 0 | 0 | 0 | 0
| Authority's Earth Resistance Certificate |  | 151 | m | 1 | 407.4 | 407.4 |  | 1 | 0 | 0 | 131 |  |  | 400 |  |  | 0% | 0% | 0% | 97% | 388 | 105% | 407.4 | 5% | 0 | 0 | 388 | 0 |  |  | 0% | 0% | 0% | 0 | 0 | 0 | 0
| Misc. & consumable |  | 159 | lot | 1 | 282.63 | 282.63 |  | 1 | 54.63 | 54.63 | 159 | 5% |  | 277.49 |  | 41.6235 | 0% | 0% | 0% | 97% | 269.17 | 105% | 282.63 | 5% | 43.7 | 54.63 | 269.17 | 43.7 |  |  | 0% | 0% | 0% | 0 | 0 | 0 | 0
| Testing & Commissioning |  | 300-2 | set | 1 | 122.22 | 122.22 |  | 1 | 0 | 0 | 300-2 |  |  | 120 |  |  | 0% | 0% | 0% | 97% | 116.4 | 105% | 122.22 | 5% | 0 | 0 | 116.4 | 0 |  |  | 0% | 0% | 0% | 0 | 0 | 0 | 0
[10 empty] | 0 | 0 | [9 empty] | 0% | 0 | 105% |  |  | 0 | 0 | 0 | 0
| Labor |  | 210 | set | 1 | 3055.08 | 3055.08 |  | 1 |  |  | 210 | [5 empty] | 0% | 0% | 0% | 5% | 0 | 105% | 0 | 5% | 0 | 0 | 0 | 0 |  |  | 0% | 0% | 0% | 0 | 0 | 0 | 0
[21 empty] | 0% | 0 | 105% |  |  | 0 | 0
| Sub-total 12 | [5 empty] | 11914.85 |  |  |  | 3055.08 | [9 empty] | 0% | 0 | 105% |  |  | 0 | 0 | 8365.71 | 2435.14 | [6 empty] | 0 |  | 0
[21 empty] | 0% | 0 | 105% |  |  | 0 | 0
13 | WATER LEAKING ALARM (FOR PLATING AREA) | [16 empty] | 0% | 0% | 0% | 0% | 0 | 105% | 0 | 5% | 0 | 0 | 0 | 0 |  |  | 0% | 0% | 0% | 0 | 0 | 0 | 0
| Water leaking alarm Panel |  | 182-2 | Set | 1 | 1365 | 1365 |  | 1 | 78.75 | 78.75 | 182-1 |  |  | 1300 |  | 60 | 0% | 0% | 0% | 100% | 1300 | 105% | 1365 | 5% | 63 | 78.75 | 1300 | 63 |  |  | 0% | 0% | 0% | 0 | 0 | 0 | 0
| DC Power supply unit |  | 182-2 | Nos | 28 | 441 | 12348 |  | 28 | 10.5 | 294 | 182-1 |  |  | 420 |  | 8 | 0% | 0% | 0% | 100% | 420 | 105% | 441 | 5% | 8.4 | 10.5 | 11760 | 235.2 |  |  | 0% | 0% | 0% | 0 | 0 | 0 | 0
| Buzzer, Flash Light |  | 182-2 | Nos | 1 | 252 | 252 |  | 1 | 6.56 | 6.56 | 182-1 |  |  | 240 |  | 5 | 0% | 0% | 0% | 100% | 240 | 105% | 252 | 5% | 5.25 | 6.56 | 240 | 5.25 |  |  | 0% | 0% | 0% | 0 | 0 | 0 | 0
| PVC conduit | DN25 | 111E-1 | m | 357 | 0.61 | 217.77 |  | 340 | 0.66 | 235.62 | 111-1 |  |  |  | 12000 | 0.5 | 0% | 0% | 0% | 100% | 0.58 | 105% | 0.61 | 5% | 0.53 | 0.66 | 197.2 | 180.2 |  |  | 0% | 0% | 0% | 0 | 0 | 0 | 0
| PVC Flexible conduit | DN25 | 111E-3 | m | 40 | 0.23 | 9.2 |  | 28 | 0.79 | 31.6 | 111-1 |  |  |  | 4600 | 0.6 | 0% | 0% | 0% | 100% | 0.22 | 105% | 0.23 | 5% | 0.63 | 0.79 | 6.16 | 17.64 |  |  |  | 0% | 0% | 0% | 0 | 0 | 0 | 0
| Fittings and accessories |  | 111E-3 | lot | 1 | 60.26 | 60.26 |  | 1 | 7.78 | 7.78 | 111-5 | 30% |  | 59.16 |  | 5.92 | 0% | 0% | 0% | 97% | 57.39 | 105% | 60.26 | 5% | 6.22 | 7.78 | 57.39 | 6.22 |  |  | 0% | 0% | 0% | 0 | 0 | 0 | 0
| Hanger & Support |  | 121-1 | lot | 1 | 30.12 | 30.12 |  | 1 | 3.89 | 3.89 | 121-1 | 15% |  | 29.58 |  | 2.96 | 0% | 0% | 0% | 97% | 28.69 | 105% | 30.12 | 5% | 3.11 | 3.89 | 28.69 | 3.11 |  |  | 0% | 0% | 0% | 0 | 0 | 0 | 0
| Electric Flexible pipe | FEP D50 | 111E-4 | set | 40 | 1.26 | 50.4 |  | 40 | 0.93 | 37.2 | 171-1 |  |  |  | 25000 | 0.7 | 0% | 0% | 0% | 100% | 1.2 | 105% | 1.26 | 5% | 0.74 | 0.93 | 48 | 29.6 |  |  | 0% | 0% | 0% | 0 | 0 | 0 | 0
| Fittings for above |  | 111E-4 | set | 1 | 9.78 | 9.78 |  | 1 | 2.53 | 2.53 | 171-1 | 20% |  | 9.6 |  | 1.92 | 0% | 0% | 0% | 97% | 9.31 | 105% | 9.78 | 5% | 2.02 | 2.53 | 9.31 | 2.02 |  |  | 0% | 0% | 0% | 0 | 0 | 0 | 0
| Excavation & Backfilling |  | 210-1 | set | 12 | 5.24 | 62.88 |  | 12 | 4.81 | 57.72 | 171-1 |  |  |  | 107100 | 3.67 | 0% | 0% | 0% | 97% | 4.99 | 105% | 5.24 | 5% | 3.85 | 4.81 | 59.88 | 46.2 |  |  | 0% | 0% | 0% | 0 | 0 | 0 | 0
| Sand for backfilling |  | 210-1 | set | 8 | 8.16 | 65.28 |  | 8 | 10.44 | 83.52 | 171-1 |  |  |  | 166600 | 7.95 | 0% | 0% | 0% | 97% | 7.77 | 105% | 8.16 | 5% | 8.35 | 10.44 | 62.16 | 66.8 |  |  | 0% | 0% | 0% | 0 | 0 | 0 | 0
| Water leaking sensor cable |  | 182-2 | m | 609 | 18.81 | 11455.29 |  | 580 | 0.53 | 322.77 | 131 |  |  | 18.46 |  | 0.4 | 0% | 0% | 0% | 97% | 17.91 | 105% | 18.81 | 5% | 0.42 | 0.53 | 10387.8 | 243.6 |  |  | 0% | 0% | 0% | 0 | 0 | 0 | 0
| Cable PVC/PVC 2C-1.5mm2 |  | 131 | m | 563 | 0.45 | 253.35 |  | 536 | 0.53 | 298.39 | 131 |  |  |  | 9150 | 0.4 | 0% | 0% | 0% | 97% | 0.43 | 105% | 0.45 | 5% | 0.42 | 0.53 | 230.48 | 225.12 |  |  | 0% | 0% | 0% | 0 | 0 | 0 | 0
| Misc. & consumable |  | 159 | lot | 1 | 738.11 | 738.11 |  | 1 | 95.11 | 95.11 | 159 | 3% |  | 724.7 |  | 72.47 | 0% | 0% | 0% | 97% | 702.96 | 105% | 738.11 | 5% | 76.09 | 95.11 | 702.96 | 76.09 |  |  | 0% | 0% | 0% | 0 | 0 | 0 | 0
| Testing & Commissioning |  | 300-2 | set | 1 | 91.67 | 91.67 |  | 1 | 26.25 | 26.25 | 300-2 |  |  | 90 |  | 20 | 0% | 0% | 0% | 97% | 87.3 | 105% | 91.67 | 5% | 21 | 26.25 | 87.3 | 21 |  |  | 0% | 0% | 0% | 0 | 0 | 0 | 0
[10 empty] | 0 | 0 | [9 empty] | 0% | 0 | 105% |  |  | 0 | 0 | 0 | 0
| Labor |  | 210 | set | 1 | 1581.69 | 1581.69 |  | 1 |  |  | 210 | [5 empty] | 0% | 0% | 0% | 5% | 0 | 105% | 0 | 5% | 0 | 0 | 0 | 0 |  |  | 0% | 0% | 0% | 0 | 0 | 0 | 0
[21 empty] | 0% | 0 | 105% |  |  | 0 | 0
| Sub-total 13 | [5 empty] | 28590.8 |  |  |  | 1581.69 | [9 empty] | 0% | 0 | 105% |  |  | 0 | 0 | 25177.33 | 1221.05 | [6 empty] | 0 |  | 0
[21 empty] | 0% | 0 | 105% |  |  | 0 | 0
B | OFFICE AREA | [19 empty] | 0% | 0 | 105%
[21 empty] | 0% | 0 | 105%
1 | HIGH VOLTAGE SYSTEM | [6 empty] | N.A | [12 empty] | 0% | 0 | 105%
[21 empty] | 0% | 0 | 105% |  |  | 0 | 0
| Sub-total 1 | [5 empty] | 0 |  |  |  | 0 | [6 empty] | 0% | 0% | 0% | 0% | 0 | 105% |  |  | 0 | 0 | 0 | 0 | [6 empty] | 0 |  | 0
[21 empty] | 0% | 0 | 105% |  |  | 0 | 0 | 0 | 0
2 | LV MAIN SYSTEM | [6 empty] | N.A |  | 0 | 0 | [6 empty] | 0% | 0% | 0% | 0% | 0 | 105% | 0 | 5% | 0 | 0 | 0 | 0 |  |  | 0% | 0% | 0% | 0 | 0 | 0 | 0
[21 empty] | 0% | 0 | 105% |  |  | 0 | 0 |  |  |  |  | 0% | 0% | 0% | 0 | 0 | 0 | 0
| Sub-total 2 | [5 empty] | 0 |  |  |  | 0 | [6 empty] | 0% | 0% | 0% | 0% | 0 | 105% |  |  | 0 | 0 | 0 | 0 | [6 empty] | 0 |  | 0
[21 empty] | 0% | 0 | 105% |  |  | 0 | 0
3 | SUBMAIN SYSTEM | [8 empty] | 0 | 0 | [6 empty] | 0% | 0% | 0% | 0% | 0 | 105% | 0 | 5% | 0 | 0 | 0 | 0 |  |  | 0% | 0% | 0% | 0 | 0 | 0 | 0
| Distribution boards | [8 empty] | 0 | 0 | [6 empty] | 0% | 0% | 0% | 0% | 0 | 105% | 0 | 5% | 0 | 0 | 0 | 0 |  |  | 0% | 0% | 0% | 0 | 0 | 0 | 0
| FDB-1 |  | 171-2 | No | 1 | 453.82 | 453.82 |  | 1 | 105 | 105 | 171-2 |  |  |  | 8990000 | 80 | 0% | 0% | 0% | 100% | 432.21 | 105% | 453.82 | 5% | 84 | 105 | 432.21 | 84 | 1910.45 | 49.88 | 0% | 0% | 0% | 0 | 0 | 0 | 0
| FDB-2-1 |  | 171-2 | No | 1 | 525.5 | 525.5 |  | 1 | 157.5 | 157.5 | 171-2 |  |  |  | 10410000 | 120 | 0% | 0% | 0% | 100% | 500.48 | 105% | 525.5 | 5% | 126 | 157.5 | 500.48 | 126 | 2614.4 | 79.8 | 0% | 0% | 0% | 0 | 0 | 0 | 0
| FDB-2-2 |  | 171-2 | No | 1 | 525.5 | 525.5 |  | 1 | 157.5 | 157.5 | 171-2 |  |  |  | 10410000 | 120 | 0% | 0% | 0% | 100% | 500.48 | 105% | 525.5 | 5% | 126 | 157.5 | 500.48 | 126 | 2614.4 | 79.8 | 0% | 0% | 0% | 0 | 0 | 0 | 0
| MCC-PAC-6 | (Weatherproof type) | 171-2 | No | 1 | 1804.69 | 1804.69 |  | 1 | 157.5 | 157.5 | 171-2 |  |  |  | 35750000 | 120 | 0% | 0% | 0% | 100% | 1718.75 | 105% | 1804.69 | 5% | 126 | 157.5 | 1718.75 | 126 | 3271.8 | 99.75 | 0% | 0% | 0% | 0 | 0 | 0 | 0
| MCC-PAC-7 | (Weatherproof type) | 171-2 | No | 1 | 1490.7 | 1490.7 |  | 1 | 157.5 | 157.5 | 171-2 |  |  |  | 29530000 | 120 | 0% | 0% | 0% | 100% | 1419.71 | 105% | 1490.7 | 5% | 126 | 157.5 | 1419.71 | 126 | 4249.35 | 149.63 | 0% | 0% | 0% | 0 | 0 | 0 | 0
| MCC-PAC-8 | (Weatherproof type) | 171-2 | No | 1 | 1523.51 | 1523.51 |  | 1 | 196.88 | 196.88 | 171-2 |  |  |  | 30180000 | 150 | 0% | 0% | 0% | 100% | 1450.96 | 105% | 1523.51 | 5% | 157.5 | 196.88 | 1450.96 | 157.5 | 2660.95 | 79.8 | 0% | 0% | 0% | 0 | 0 | 0 | 0
| Support for above |  | 121-1 | lot | 1 | 529.25 | 529.25 |  | 1 | 136.4 | 136.4 | 210-1 | 3% |  | 519.64 |  | 103.928 | 0% | 0% | 0% | 97% | 504.05 | 105% | 529.25 | 5% | 109.12 | 136.4 | 504.05 | 109.12 |  |  | 0% | 0% | 0% | 0 | 0 | 0 | 0
| From MSB-1 To FDB-2-1 | 4C-35sqmm Al/XLPE/PVC + E 1C-16sqmm Al/PVC | 131 | m | 28 | 2.42 | 67.76 |  | 27 | 3.94 | 110.32 | 131 |  |  |  | 47860 | 3 | 0% | 0% | 0% | 100% | 2.3 | 105% | 2.42 | 5% | 3.15 | 3.94 | 62.1 | 85.05 |  |  | 0% | 0% | 0% | 0 | 0 | 0 | 0
| From MSB-1 To FDB-2-2 | 4C-35sqmm Al/XLPE/PVC + E 1C-16sqmm Al/PVC | 131 | m | 65 | 2.42 | 157.3 |  | 62 | 3.94 | 256.1 | 131 |  |  |  | 47860 | 3 | 0% | 0% | 0% | 100% | 2.3 | 105% | 2.42 | 5% | 3.15 | 3.94 | 142.6 | 195.3 |  |  | 0% | 0% | 0% | 0 | 0 | 0 | 0
| From MSB-1 To FDB-1 | 4C-25sqmm Al/XLPE/PVC + E 1C-16sqmm Al/PVC | 131 | m | 21 | 1.92 | 40.32 |  | 20 | 3.94 | 82.74 | 131 |  |  |  | 38070 | 3 | 0% | 0% | 0% | 100% | 1.83 | 105% | 1.92 | 5% | 3.15 | 3.94 | 36.6 | 63 |  |  | 0% | 0% | 0% | 0 | 0 | 0 | 0
| From MSB-1 To MCC-PAC-6 | 3x1C-95sqmm Al/XLPE/PVC + N 1C-70sqmm Al/XLPE/PVC + E 1C-50sqmm Al/PVC | 131-1 | m | 126 | 5.38 | 677.88 |  | 120 | 9.19 | 1157.94 | 131 |  |  |  | 106560 | 7 | 0% | 0% | 0% | 100% | 5.12 | 105% | 5.38 | 5% | 7.35 | 9.19 | 614.4 | 882 |  |  | 0% | 0% | 0% | 0 | 0 | 0 | 0
| From MSB-1 To MCC-PAC-7 | 3x1C-120sqmm Al/XLPE/PVC + N 1C-95sqmm Al/XLPE/PVC + E 1C-70sqmm Al/PVC | 131-1 | m | 137 | 6.76 | 926.12 |  | 130 | 7.88 | 1079.56 | 131 |  |  |  | 133970 | 6 | 0% | 0% | 0% | 100% | 6.44 | 105% | 6.76 | 5% | 6.3 | 7.88 | 837.2 | 819 |  |  | 0% | 0% | 0% | 0 | 0 | 0 | 0
| From MSB-1 To MCC-PAC-8 | 3x1C-120sqmm Al/XLPE/PVC + N 1C-95sqmm Al/XLPE/PVC + E 1C-70sqmm Al/PVC | 131-1 | m | 161 | 6.76 | 1088.36 |  | 153 | 7.88 | 1268.68 | 131 |  |  |  | 133970 | 6 | 0% | 0% | 0% | 100% | 6.44 | 105% | 6.76 | 5% | 6.3 | 7.88 | 985.32 | 963.9 |  |  | 0% | 0% | 0% | 0 | 0 | 0 | 0
| Termination & support for above |  | 132-1 | lot | 1 | 74.47 | 74.47 |  | 1 | 19.19 | 19.19 | 132-1 | 3% |  | 73.11 |  | 14.622 | 0% | 0% | 0% | 97% | 70.92 | 105% | 74.47 | 5% | 15.35 | 19.19 | 70.92 | 15.35 |  |  | 0% | 0% | 0% | 0 | 0 | 0 | 0
| Cable ladder (Power coated paint) | W400xH100 | 121 | m | 95 | 8.79 | 835.05 |  | 90 | 3.94 | 374.3 | 121 |  |  |  | 174000 | 3 | 0% | 0% | 0% | 100% | 8.37 | 105% | 8.79 | 5% | 3.15 | 3.94 | 753.3 | 283.5 |  |  | 0% | 0% | 0% | 0 | 0 | 0 | 0
| Fittings for above |  | 121 | lot | 1 | 230.17 | 230.17 |  | 1 | 59.33 | 59.33 | 121-1 | 30% |  | 225.99 |  | 45.198 | 0% | 0% | 0% | 97% | 219.21 | 105% | 230.17 | 5% | 47.46 | 59.33 | 219.21 | 47.46 |  |  | 0% | 0% | 0% | 0 | 0 | 0 | 0
| Misc. & consumable |  | 159 | lot | 1 | 71.35 | 71.35 |  | 1 | 0 | 0 | 159 | 2% |  | 70.05 |  |  | 0% | 0% | 0% | 97% | 67.95 | 105% | 71.35 | 5% | 0 | 0 | 67.95 | 0 |  |  | 0% | 0% | 0% | 0 | 0 | 0 | 0
| Hanger and support for above |  | 121-1 | lot | 1 | 153.45 | 153.45 |  | 1 | 59.33 | 59.33 | 210-1 | 20% |  | 150.66 |  | 45.198 | 0% | 0% | 0% | 97% | 146.14 | 105% | 153.45 | 5% | 47.46 | 59.33 | 146.14 | 47.46 |  |  | 0% | 0% | 0% | 0 | 0 | 0 | 0
[21 empty] | 0% | 0 | 105% |  |  | 0 | 0 | 0 | 0
| Labor |  | 210 | set | 1 | 5535.77 | 5535.77 |  | 1 | 0 | 0 | 210 | [5 empty] | 0% | 0% | 0% | 5% | 0 | 105% | 0 | 5% | 0 | 0 | 0 | 0 |  |  | 0% | 0% | 0% | 0 | 0 | 0 | 0
[21 empty] | 0% | 0 | 105% |  |  | 0 | 0
| Sub-total 3 | [5 empty] | 16710.97 |  |  |  | 5535.77 | [6 empty] | 0% | 0% | 0% | 0% | 0 | 105% |  |  | 0 | 0 | 10462.38 | 4256.64 | [6 empty] | 0 |  | 0
[21 empty] | 0% | 0 | 105% |  |  | 0 | 0
4 | POWER SUPPLY TO PRODUCTION | [6 empty] | N.A | [12 empty] | 0% | 0 | 105% |  |  | 0 | 0 | 0 | 0
[21 empty] | 0% | 0 | 105% |  |  | 0 | 0
| Sub-total 4 | [5 empty] | 0 |  |  |  | 0 | [6 empty] | 0% | 0% | 0% | 0% | 0 | 105% |  |  | 0 | 0 | 0 | 0 | [6 empty] | 0 |  | 0
[21 empty] | 0% | 0 | 105% |  |  | 0 | 0
5 | EMERGENCY POWER BACK-UP GENERATOR (Open type - Noise Level 105 dB) | [6 empty] | N.A | [12 empty] | 0% | 0 | 105% |  |  | 0 | 0 | 0 | 0
[10 empty] | 0 | 0 | [6 empty] | 0% | 0% | 0% | 0% | 0 | 105% | 0 | 5% | 0 | 0 | 0 | 0 |  |  | 0% | 0% | 0% | 0 | 0 | 0 | 0
| Sub-total 5 | [5 empty] | 0 |  |  |  | 0 | [6 empty] | 0% | 0% | 0% | 0% | 0 | 105% |  |  | 0 | 0 | 0 | 0 | [6 empty] | 0 |  | 0
[21 empty] | 0% | 0 | 105% |  |  | 0 | 0
6 | LIGHTING SYSTEM & SOCKET OUTLET | [16 empty] | 0% | 0% | 0% | 0% | 0 | 105% |  |  | 0 | 0 | 0 | 0
| Indoor General Lighting | [16 empty] | 0% | 0% | 0% | 0% | 0 | 105% | 0 | 5% | 0 | 0 | 0 | 0 |  |  | 0% | 0% | 0% | 0 | 0 | 0 | 0
| Lighting Fixture FL 3x36W - Recessed louver type |  | 161 | set | 136 | 53 | 7208 |  | 136 | 5.91 | 803.76 | 161 |  |  |  | 1050000 | 4.5 | 0% | 0% | 0% | 100% | 50.48 | 105% | 53 | 5% | 4.73 | 5.91 | 6865.28 | 643.28 |  |  | 0% | 0% | 0% | 0 | 0 | 0 | 0
| Lighting Fixture FL36W x 2 V-shape Type |  | 161 | set | 12 | 14.37 | 172.44 |  | 12 | 4.6 | 55.2 | 161 |  |  |  | 284800 | 3.5 | 0% | 0% | 0% | 100% | 13.69 | 105% | 14.37 | 5% | 3.68 | 4.6 | 164.28 | 44.16 |  |  | 0% | 0% | 0% | 0 | 0 | 0 | 0
| Lighting Fixture FL 36W x1 V-shape Type |  | 161 | set | 131 | 9.65 | 1264.15 |  | 131 | 4.6 | 602.6 | 161 |  |  |  | 191100 | 3.5 | 0% | 0% | 0% | 100% | 9.19 | 105% | 9.65 | 5% | 3.68 | 4.6 | 1203.89 | 482.08 |  |  | 0% | 0% | 0% | 0 | 0 | 0 | 0
| Lighting Fixture FL 36W x2 Weather Proof type |  | 161 | set | 2 | 24.13 | 48.26 |  | 2 | 4.6 | 9.2 | 161 |  |  |  | 477900 | 3.5 | 0% | 0% | 0% | 100% | 22.98 | 105% | 24.13 | 5% | 3.68 | 4.6 | 45.96 | 7.36 |  |  | 0% | 0% | 0% | 0 | 0 | 0 | 0
| Down light PLC26Wx2 with glass cover |  | 161 | set | 135 | 19.53 | 2636.55 |  | 135 | 4.6 | 621 | 161 |  |  |  | 386900 | 3.5 | 0% | 0% | 0% | 100% | 18.6 | 105% | 19.53 | 5% | 3.68 | 4.6 | 2511 | 496.8 |  |  | 0% | 0% | 0% | 0 | 0 | 0 | 0
| Mirror light FL8Wx1 |  | 161 | set | 10 | 22.46 | 224.6 |  | 10 | 4.6 | 46 | 161 |  |  |  | 445000 | 3.5 | 0% | 0% | 0% | 100% | 21.39 | 105% | 22.46 | 5% | 3.68 | 4.6 | 213.9 | 36.8 |  |  | 0% | 0% | 0% | 0 | 0 | 0 | 0
| Emergency light 2x10w |  | 161 | set | 27 | 37.11 | 1001.97 |  | 27 | 4.6 | 124.2 | 161 |  |  |  | 735000 | 3.5 | 0% | 0% | 0% | 100% | 35.34 | 105% | 37.11 | 5% | 3.68 | 4.6 | 954.18 | 99.36 |  |  | 0% | 0% | 0% | 0 | 0 | 0 | 0
| Exit light FL8Wx1 |  | 161 | set | 6 | 39.23 | 235.38 |  | 6 | 4.6 | 27.6 | 161 |  |  |  | 777000 | 3.5 | 0% | 0% | 0% | 100% | 37.36 | 105% | 39.23 | 5% | 3.68 | 4.6 | 224.16 | 22.08 |  |  | 0% | 0% | 0% | 0 | 0 | 0 | 0
| Single Switch 1 Gang 1 way |  | 141-1 | nos | 51 | 1.43 | 72.93 |  | 51 | 2.63 | 134.13 | 141-1 |  |  |  | 29200 | 2 | 0% | 0% | 0% | 97% | 1.36 | 105% | 1.43 | 5% | 2.1 | 2.63 | 69.36 | 107.1 |  |  | 0% | 0% | 0% | 0 | 0 | 0 | 0
| Single Switch 1 Gang 2 way |  | 141-1 | nos | 18 | 2.08 | 37.44 |  | 18 | 3.94 | 70.92 | 141-1 |  |  |  | 42490 | 3 | 0% | 0% | 0% | 97% | 1.98 | 105% | 2.08 | 5% | 3.15 | 3.94 | 35.64 | 56.7 |  |  | 0% | 0% | 0% | 0 | 0 | 0 | 0
| Single socket outlet, 3pins for Emer. Light | 220V 16A | 141-1 | set | 27 | 2.8 | 75.6 |  | 27 | 4.6 | 124.2 | 141-1 |  |  |  | 57190 | 3.5 | 0% | 0% | 0% | 97% | 2.67 | 105% | 2.8 | 5% | 3.68 | 4.6 | 72.09 | 99.36 |  |  | 0% | 0% | 0% | 0 | 0 | 0 | 0
| Trunking (Power coated paint) c/w cover | W200xH100 | 121 | m | 166 | 13.63 | 2262.58 |  | 158 | 1.58 | 262.28 | 121 |  |  |  | 270000 | 1.2 | 0% | 0% | 0% | 100% | 12.98 | 105% | 13.63 | 5% | 1.26 | 1.58 | 2050.84 | 199.08 |  |  |  | 0% | 0% | 0% | 0 | 0 | 0 | 0
| Trunking (Power coated paint) c/w cover | W100xH50 | 121 | m | 63 | 5.81 | 366.03 |  | 60 | 1.58 | 99.54 | 121 |  |  |  | 115000 | 1.2 | 0% | 0% | 0% | 100% | 5.53 | 105% | 5.81 | 5% | 1.26 | 1.58 | 331.8 | 75.6 |  |  |  | 0% | 0% | 0% | 0 | 0 | 0 | 0
| PVC conduit | DN25 | 111E-1 | m | 3150 | 0.61 | 1921.5 |  | 3000 | 0.4 | 1260 | 111-1 |  |  |  | 12000 | 0.3 | 0% | 0% | 0% | 100% | 0.58 | 105% | 0.61 | 5% | 0.32 | 0.4 | 1740 | 960 |  |  | 0% | 0% | 0% | 0 | 0 | 0 | 0
| Flexible conduit | DN25 | 111E-3 | m | 662 | 0.23 | 152.26 |  | 630 | 0.14 | 92.68 | 111-1 |  |  |  | 4600 | 0.1 | 0% | 0% | 0% | 100% | 0.22 | 105% | 0.23 | 5% | 0.11 | 0.14 | 138.6 | 69.3 |  |  | 0% | 0% | 0% | 0 | 0 | 0 | 0
| Fittings and accessories |  | 111E-3 | lot | 1 | 1302.02 | 1302.02 |  | 1 | 201.34 | 201.34 | 111-5 | 30% |  | 1278.37 |  | 153.4 | 0% | 0% | 0% | 97% | 1240.02 | 105% | 1302.02 | 5% | 161.07 | 201.34 | 1240.02 | 161.07 |  |  | 0% | 0% | 0% | 0 | 0 | 0 | 0
| Hanger and support |  | 121-1 | lot | 1 | 651.01 | 651.01 |  | 1 | 100.68 | 100.68 | 210-1 | 15% |  | 639.19 |  | 76.7 | 0% | 0% | 0% | 97% | 620.01 | 105% | 651.01 | 5% | 80.54 | 100.68 | 620.01 | 80.54 |  |  | 0% | 0% | 0% | 0 | 0 | 0 | 0
| Cable | Cu/PVC/PVC 3C-2.5mm2 | 131 | m | 2520 | 0.91 | 2293.2 |  | 2400 | 0.14 | 352.8 | 131 |  |  |  | 18680 | 0.1 | 0% | 0% | 0% | 97% | 0.87 | 105% | 0.91 | 5% | 0.11 | 0.14 | 2088 | 264 |  |  | 0% | 0% | 0% | 0 | 0 | 0 | 0
| Cable | Cu/PVC 3x1C-2.5mm2 | 131 | m | 3308 | 0.76 | 2514.08 |  | 3150 | 0.14 | 463.12 | 131 |  |  |  | 15420 | 0.1 | 0% | 0% | 0% | 97% | 0.72 | 105% | 0.76 | 5% | 0.11 | 0.14 | 2268 | 346.5 |  |  | 0% | 0% | 0% | 0 | 0 | 0 | 0
| Termination & support for above |  | 132-1 | lot | 1 | 325.34 | 325.34 |  | 1 | 41.93 | 41.93 | 132-1 | 2% |  | 319.43 |  | 31.94 | 0% | 0% | 0% | 97% | 309.85 | 105% | 325.34 | 5% | 33.54 | 41.93 | 309.85 | 33.54 |  |  | 0% | 0% | 0% | 0 | 0 | 0 | 0
[21 empty] | 0% | 0 | 105% |  |  | 0 | 0 | 0 | 0
| General Socket Outlet | [19 empty] | 0% | 0 | 105% |  |  | 0 | 0 | 0 | 0
| Double socket outlet, 3pins wall mounted | 250V 16A | 141-1 | set | 69 | 3.84 | 264.96 |  | 69 | 3.94 | 271.86 | 141-1 |  |  |  | 76090 | 3 | 0% | 0% | 0% | 100% | 3.66 | 105% | 3.84 | 5% | 3.15 | 3.94 | 252.54 | 217.35 |  |  | 0% | 0% | 0% | 0 | 0 | 0 | 0
| Double socket outlet, 3pins floor mounted | 250V 16A | 141-1 | set | 59 | 28.27 | 1667.93 |  | 59 | 3.94 | 232.46 | 141-1 |  |  |  | 560000 | 3 | 0% | 0% | 0% | 100% | 26.92 | 105% | 28.27 | 5% | 3.15 | 3.94 | 1588.28 | 185.85 |  |  | 0% | 0% | 0% | 0 | 0 | 0 | 0
| PVC conduit | DN25 | 111E-1 | m | 1137 | 0.61 | 693.57 |  | 1083.15 | 0.4 | 454.8 | 111-1 |  |  |  | 12000 | 0.3 | 0% | 0% | 0% | 100% | 0.58 | 105% | 0.61 | 5% | 0.32 | 0.4 | 628.23 | 346.61 |  |  | 0% | 0% | 0% | 0 | 0 | 0 | 0
| Fittings and accessories |  | 111E-1 | lot | 1 | 191.96 | 191.96 |  | 1 | 24.74 | 24.74 | 111-5 | 30% |  | 188.47 |  | 18.85 | 0% | 0% | 0% | 97% | 182.82 | 105% | 191.96 | 5% | 19.79 | 24.74 | 182.82 | 19.79 |  |  | 0% | 0% | 0% | 0 | 0 | 0 | 0
| Hanger and support |  | 121-1 | lot | 1 | 95.97 | 95.97 |  | 1 | 12.36 | 12.36 | 210-1 | 15% |  | 94.23 |  | 9.42 | 0% | 0% | 0% | 97% | 91.4 | 105% | 95.97 | 5% | 9.89 | 12.36 | 91.4 | 9.89 |  |  | 0% | 0% | 0% | 0 | 0 | 0 | 0
| Cable | Cu/PVC 3x 2.5mm2 | 131 | m | 1339 | 0.69 | 923.91 |  | 1275 | 0.14 | 187.46 | 131 |  |  |  | 14100 | 0.1 | 0% | 0% | 0% | 97% | 0.66 | 105% | 0.69 | 5% | 0.11 | 0.14 | 841.5 | 140.25 |  |  | 0% | 0% | 0% | 0 | 0 | 0 | 0
| Termination & support for above |  | 132-1 | lot | 778.5 | 25.71 | 20015.24 |  | 778.5 | 3.33 | 2592.41 | 132-1 | 3% |  | 25.25 |  | 2.53 | 0% | 0% | 0% | 97% | 24.49 | 105% | 25.71 | 5% | 2.66 | 3.33 | 19065.47 | 2070.81 |  |  | 0% | 0% | 0% | 0 | 0 | 0 | 0
| Misc. & consumable |  | 159 | lot | 1 | 1153.46 | 1153.46 |  | 1 | 222.96 | 222.96 | 159 | 5% |  | 1132.51 |  | 169.8765 | 0% | 0% | 0% | 97% | 1098.53 | 105% | 1153.46 | 5% | 178.37 | 222.96 | 1098.53 | 178.37 |  |  | 0% | 0% | 0% | 0 | 0 | 0 | 0
[9 empty] | 1 | 0 | 0 | [9 empty] | 0% | 0 | 105% |  |  | 0 | 0 | 0 | 0
| Labor |  | 210 | set | 1 | 9492.23 | 9492.23 |  | 1 |  |  | 210 | [5 empty] | 0% | 0% | 0% | 5% | 0 | 105% | 0 | 5% | 0 | 0 | 0 | 0 |  |  | 0% | 0% | 0% | 0 | 0 | 0 | 0
[21 empty] | 0% | 0 | 105% |  |  | 0 | 0
| Sub-total 6 | [5 empty] | 59264.57 |  |  |  | 9492.23 | [6 empty] | 0% | 0% | 0% | 0% | 0 | 105% |  |  | 0 | 0 | 46895.63 | 7453.63 | [6 empty] | 0 |  | 0
[21 empty] | 0% | 0 | 105% |  |  | 0 | 0
7 | ELECTRICAL FOR MECHANICAL EQUIPMENT (A.C, FAN, AIR COMP., PUMPS) | [16 empty] | 0% | 0% | 0% | 0% | 0 | 105% |  |  | 0 | 0 | 0 | 0
| Isolator | 3P 32A | 141-3 | set | 2 | 37.8 | 75.6 |  | 2 | 5.25 | 10.5 | 141-3 |  |  | 36 |  | 4 | 0% | 0% | 0% | 100% | 36 | 105% | 37.8 | 5% | 4.2 | 5.25 | 72 | 8.4 |  |  | 0% | 0% | 0% | 0 | 0 | 0 | 0
| Isolator | 3P 20A | 141-3 | set | 27 | 35.7 | 963.9 |  | 27 | 5.25 | 141.75 | 141-3 |  |  | 34 |  | 4 | 0% | 0% | 0% | 100% | 34 | 105% | 35.7 | 5% | 4.2 | 5.25 | 918 | 113.4 |  |  | 0% | 0% | 0% | 0 | 0 | 0 | 0
| Isolator | 2P 20A | 141-3 | set | 5 | 31.5 | 157.5 |  | 5 | 5.25 | 26.25 | 141-3 |  |  | 30 |  | 4 | 0% | 0% | 0% | 100% | 30 | 105% | 31.5 | 5% | 4.2 | 5.25 | 150 | 21 |  |  | 0% | 0% | 0% | 0 | 0 | 0 | 0
| Switch 1way 1 gang with neon lamp | 220V 16A | 141-1 | set | 25 | 7.88 | 197 |  | 25 | 4.6 | 115 | 141-1 |  |  | 7.5 |  | 3.5 | 0% | 0% | 0% | 100% | 7.5 | 105% | 7.88 | 5% | 3.68 | 4.6 | 187.5 | 92 |  |  | 0% | 0% | 0% | 0 | 0 | 0 | 0
| Trunking (Power coated paint) c/w cover | W200xH100 | 121 | m | 23 | 13.63 | 313.49 |  | 22 | 1.58 | 36.34 | 121 |  |  |  | 270000 | 1.2 | 0% | 0% | 0% | 100% | 12.98 | 105% | 13.63 | 5% | 1.26 | 1.58 | 285.56 | 27.72 |  |  |  | 0% | 0% | 0% | 0 | 0 | 0 | 0
| Trunking (HDG) c/w cover | W200xH100 | 121 | m | 74 | 20.19 | 1494.06 |  | 70 | 4.6 | 340.4 | 111-1 |  |  |  | 400000 | 3.5 | 0% | 0% | 0% | 100% | 19.23 | 105% | 20.19 | 5% | 3.68 | 4.6 | 1346.1 | 257.6 |  |  | 0% | 0% | 0% | 0 | 0 | 0 | 0
| Trunking with cover | W75xH50 | 121 | m | 210 | 3.74 | 785.4 |  | 200 | 1.05 | 220.5 | 121 |  |  |  | 74000 | 0.8 | 0% | 0% | 0% | 100% | 3.56 | 105% | 3.74 | 5% | 0.84 | 1.05 | 712 | 168 |  |  | 0% | 0% | 0% | 0 | 0 | 0 | 0
| PVC conduit | DN32 | 111E-1 | m | 189 | 1.3 | 245.7 |  | 180 | 0.79 | 149.31 | 111-1 |  |  | 1.24 |  | 0.6 | 0% | 0% | 0% | 100% | 1.24 | 105% | 1.3 | 5% | 0.63 | 0.79 | 223.2 | 113.4 |  |  | 0% | 0% | 0% | 0 | 0 | 0 | 0
| PVC conduit | DN25 | 111E-1 | m | 546 | 0.77 | 420.42 |  | 520 | 0.79 | 431.34 | 111-1 |  |  | 0.73 |  | 0.6 | 0% | 0% | 0% | 100% | 0.73 | 105% | 0.77 | 5% | 0.63 | 0.79 | 379.6 | 327.6 |  |  | 0% | 0% | 0% | 0 | 0 | 0 | 0
| GI flexible conduit | DN32 | 111E-3 | m | 32 | 2.8 | 89.6 |  | 30 | 0.79 | 25.28 | 111-1 |  |  |  | 55500 | 0.6 | 0% | 0% | 0% | 100% | 2.67 | 105% | 2.8 | 5% | 0.63 | 0.79 | 80.1 | 18.9 |  |  |  | 0% | 0% | 0% | 0 | 0 | 0 | 0
| Fittings and accessories |  | 111E-3 | lot | 1 | 924.77 | 924.77 |  | 1 | 238.34 | 238.34 | 111-5 | 30% |  | 907.97 |  | 181.594 | 0% | 0% | 0% | 97% | 880.73 | 105% | 924.77 | 5% | 190.67 | 238.34 | 880.73 | 190.67 |  |  | 0% | 0% | 0% | 0 | 0 | 0 | 0
| Hanger and support |  | 121-1 | lot | 1 | 462.38 | 462.38 |  | 1 | 178.75 | 178.75 | 210-1 | 15% |  | 453.98 |  | 136.194 | 0% | 0% | 0% | 97% | 440.36 | 105% | 462.38 | 5% | 143 | 178.75 | 440.36 | 143 |  |  | 0% | 0% | 0% | 0 | 0 | 0 | 0
| Cable | Cu/PVC/PVC 4C-4mm2 + E 1C-4mm2 PVC | 131 | m | 1638 | 2.26 | 3701.88 |  | 1560 | 0.2 | 327.6 | 131 |  |  |  | 44700 | 0.15 | 0% | 0% | 0% | 100% | 2.15 | 105% | 2.26 | 5% | 0.16 | 0.2 | 3354 | 249.6 |  |  | 0% | 0% | 0% | 0 | 0 | 0 | 0
| Cable | Cu/PVC/PVC 4C-2.5mm2 + E 1C-2.5mm2 PVC | 131 | m | 788 | 1.43 | 1126.84 |  | 750 | 0.14 | 110.32 | 131 |  |  |  | 28240 | 0.1 | 0% | 0% | 0% | 100% | 1.36 | 105% | 1.43 | 5% | 0.11 | 0.14 | 1020 | 82.5 |  |  | 0% | 0% | 0% | 0 | 0 | 0 | 0
| Cable | Cu/PVC/PVC 3C-4mm2 | 131 | m | 200 | 1.16 | 232 |  | 190 | 0.14 | 28 | 131 |  |  |  | 22800 | 0.1 | 0% | 0% | 0% | 100% | 1.1 | 105% | 1.16 | 5% | 0.11 | 0.14 | 209 | 20.9 |  |  | 0% | 0% | 0% | 0 | 0 | 0 | 0
| Cable | Cu/PVC/PVC 3C-2.5mm2 | 131 | m | 1418 | 0.71 | 1006.78 |  | 1350 | 0.14 | 198.52 | 131 |  |  |  | 14100 | 0.1 | 0% | 0% | 0% | 100% | 0.68 | 105% | 0.71 | 5% | 0.11 | 0.14 | 918 | 148.5 |  |  | 0% | 0% | 0% | 0 | 0 | 0 | 0
| Termination & support for above |  | 132-1 | lot | 1 | 168.08 | 168.08 |  | 1 | 21.66 | 21.66 | 132-1 | 3% |  | 165.03 |  | 16.5 | 0% | 0% | 0% | 97% | 160.08 | 105% | 168.08 | 5% | 17.33 | 21.66 | 160.08 | 17.33 |  |  | 0% | 0% | 0% | 0 | 0 | 0 | 0
| Misc. & consumable |  | 159 | lot | 1 | 577.3 | 577.3 |  | 1 | 111.59 | 111.59 | 159 | 5% |  | 566.81 |  | 85.0215 | 0% | 0% | 0% | 97% | 549.81 | 105% | 577.3 | 5% | 89.27 | 111.59 | 549.81 | 89.27 |  |  | 0% | 0% | 0% | 0 | 0 | 0 | 0
[10 empty] | 0 | 0 | [6 empty] | 0% | 0% | 0% | 0% | 0 | 105% |  |  | 0 | 0 | 0 | 0
| Labor |  | 210 | set | 1 | 2711.45 | 2711.45 |  | 1 |  |  | 210 | [5 empty] | 0% | 0% | 0% | 5% | 0 | 105% | 0 | 5% | 0 | 0 | 0 | 0 |  |  | 0% | 0% | 0% | 0 | 0 | 0 | 0
[21 empty] | 0% | 0 | 105% |  |  | 0 | 0 |  | 0
| Sub-total 7 | [5 empty] | 15654.15 |  |  |  | 2711.45 | [6 empty] | 0% | 0% | 0% | 0% | 0 | 105% |  |  | 0 | 0 | 11886.04 | 2089.79 | [6 empty] | 0 |  | 0
[21 empty] | 0% | 0 | 105% |  |  | 0 | 0 |  | 0
8 | TELEPHONE SYSTEM EMPTY CONDUIT | [16 empty] | 0% | 0% | 0% | 0% | 0 | 105% | 0 | 5% | 0 | 0 | 0 | 0 |  |  | 0% | 0% | 0% | 0 | 0 | 0 | 0
| MDF | 100P | 186 | nos | 1 | 171.38 | 171.38 |  | 1 | 52.5 | 52.5 | 111-5 |  |  |  | 3500000 | 40 | 0% | 0% | 0% | 97% | 163.22 | 105% | 171.38 | 5% | 42 | 52.5 | 163.22 | 42 |  |  | 0% | 0% | 0% | 0 | 0 | 0 | 0
| Termination panel | 50P | 186 | nos | 1 | 58.76 | 58.76 |  | 1 | 39.38 | 39.38 | 111-5 |  |  |  | 1200000 | 30 | 0% | 0% | 0% | 97% | 55.96 | 105% | 58.76 | 5% | 31.5 | 39.38 | 55.96 | 31.5 |  |  | 0% | 0% | 0% | 0 | 0 | 0 | 0
| Termination panel | 30P | 186 | nos | 1 | 39.18 | 39.18 |  | 1 | 26.25 | 26.25 | 111-5 |  |  |  | 800000 | 20 | 0% | 0% | 0% | 97% | 37.31 | 105% | 39.18 | 5% | 21 | 26.25 | 37.31 | 21 |  |  | 0% | 0% | 0% | 0 | 0 | 0 | 0
| Telephone outlet wall mounted RJ11 |  | 186 | nos | 14 | 3.42 | 47.88 |  | 14 | 3.94 | 55.16 | 111-5 |  |  |  | 67800 | 3 | 0% | 0% | 0% | 100% | 3.26 | 105% | 3.42 | 5% | 3.15 | 3.94 | 45.64 | 44.1 |  |  | 0% | 0% | 0% | 0 | 0 | 0 | 0
| Telephone outlet floor mounted RJ11 |  | 186 | nos | 29 | 27.87 | 808.23 |  | 29 | 4.6 | 133.4 | 111-5 |  |  |  | 552000 | 3.5 | 0% | 0% | 0% | 100% | 26.54 | 105% | 27.87 | 5% | 3.68 | 4.6 | 769.66 | 106.72 |  |  | 0% | 0% | 0% | 0 | 0 | 0 | 0
| Trunking c/w cover 400x100mm |  | 121 | m | 16 | 20.7 | 331.2 |  | 15 | 2.1 | 33.6 | 111-1 |  |  |  | 410000 | 1.6 | 0% | 0% | 0% | 100% | 19.71 | 105% | 20.7 | 5% | 1.68 | 2.1 | 295.65 | 25.2 |  |  | 0% | 0% | 0% | 0 | 0 | 0 | 0
| Trunking c/w cover 200x100mm |  | 121 | m | 147 | 13.93 | 2047.71 |  | 140 | 1.58 | 232.26 | 111-1 |  |  |  | 276000 | 1.2 | 0% | 0% | 0% | 100% | 13.27 | 105% | 13.93 | 5% | 1.26 | 1.58 | 1857.8 | 176.4 |  |  | 0% | 0% | 0% | 0 | 0 | 0 | 0
| Trunking c/w cover 200x50mm |  | 121 | m | 16 | 11.16 | 178.56 |  | 15 | 3.68 | 58.88 | 111-1 |  |  |  | 221000 | 2.8 | 0% | 0% | 0% | 100% | 10.63 | 105% | 11.16 | 5% | 2.94 | 3.68 | 159.45 | 44.1 |  |  | 0% | 0% | 0% | 0 | 0 | 0 | 0
| Trunking c/w cover 100x50mm |  | 121 | m | 53 | 5.81 | 307.93 |  | 50 | 1.58 | 83.74 | 111-1 |  |  |  | 115000 | 1.2 | 0% | 0% | 0% | 100% | 5.53 | 105% | 5.81 | 5% | 1.26 | 1.58 | 276.5 | 63 |  |  | 0% | 0% | 0% | 0 | 0 | 0 | 0
| PVC conduit D25 |  | 111E-1 | m | 746 | 0.77 | 574.42 |  | 710 | 0.4 | 298.4 | 111-1 |  |  | 0.73 |  | 0.3 | 0% | 0% | 0% | 100% | 0.73 | 105% | 0.77 | 5% | 0.32 | 0.4 | 518.3 | 227.2 |  |  | 0% | 0% | 0% | 0 | 0 | 0 | 0
| Fittings & Accessories |  | 111E-1 | lot | 1 | 949.56 | 949.56 |  | 1 | 122.36 | 122.36 | 121-1 | 30% |  | 932.31 |  | 93.23 | 0% | 0% | 0% | 97% | 904.34 | 105% | 949.56 | 5% | 97.89 | 122.36 | 904.34 | 97.89 |  |  | 0% | 0% | 0% | 0 | 0 | 0 | 0
| Hanger & Support |  | 121-1 | lot | 1 | 474.79 | 474.79 |  | 1 | 61.19 | 61.19 | 121-1 | 15% |  | 466.16 |  | 46.62 | 0% | 0% | 0% | 97% | 452.18 | 105% | 474.79 | 5% | 48.95 | 61.19 | 452.18 | 48.95 |  |  | 0% | 0% | 0% | 0 | 0 | 0 | 0
| Telephone cable & wiring |  | 186 | lot | 1 | not included (by other) |  | By other | 1 | 0 | 0 | 159 | [5 empty] | 0% | 0% | 0% | 97% | 0 | 105% | 0 | 5% | 0 | 0 | 0 | 0 |  |  | 0% | 0% | 0% | 0 | 0 | 0 | 0
| Misc. & consumable |  | 159 | lot | 1 | 273.61 | 273.61 |  | 1 | 35.25 | 35.25 | 159 | 5% |  | 268.64 |  | 26.86 | 0% | 0% | 0% | 97% | 260.58 | 105% | 273.61 | 5% | 28.2 | 35.25 | 260.58 | 28.2 |  |  | 0% | 0% | 0% | 0 | 0 | 0 | 0
[10 empty] | 0 | 0 | [9 empty] | 0% | 0 | 105% |  |  | 0 | 0 | 0 | 0
| Labor |  | 210 | set | 1 | 1232.37 | 1232.37 |  | 1 |  |  | 210 | [5 empty] | 0% | 0% | 0% | 5% | 0 | 105% | 0 | 5% | 0 | 0 | 0 | 0 |  |  | 0% | 0% | 0% | 0 | 0 | 0 | 0
[21 empty] | 0% | 0 | 105% |  |  | 0 | 0
| Sub-total 8 | [5 empty] | 7495.58 |  |  |  | 1232.37 | [6 empty] | 0% | 0% | 0% | 0% | 0 | 105% |  |  | 0 | 0 | 5796.59 | 956.26 | [6 empty] | 0 |  | 0
[21 empty] | 0% | 0 | 105% |  |  | 0 | 0 | 0 | 0
9 | LAN SYSTEM EMPTY CONDUIT | [16 empty] | 0% | 0% | 0% | 0% | 0 | 105% | 0 | 5% | 0 | 0 | 0 | 0 |  |  | 0% | 0% | 0% | 0 | 0 | 0 | 0
| Main Server, Patch panel, Cabinet rack,… |  | 186 | nos |  | not included (by other) |  | By other |  |  |  | 186 | [5 empty] | 0% | 0% | 0% | 97% | 0 | 105% | 0 | 5% | 0 | 0 | 0 | 0 |  |  | 0% | 0% | 0% | 0 | 0 | 0 | 0
| LAN outlet wall mounted RJ45 |  | 186 | nos | 23 | 6.53 | 150.19 |  | 23 | 4.6 | 105.8 | 111-5 |  |  |  | 129300 | 3.5 | 0% | 0% | 0% | 100% | 6.22 | 105% | 6.53 | 5% | 3.68 | 4.6 | 143.06 | 84.64 |  |  | 0% | 0% | 0% | 0 | 0 | 0 | 0
| LAN outlet floor mounted RJ45 |  | 186 | nos | 59 | 11.45 | 675.55 |  | 59 | 4.6 | 271.4 | 111-5 |  |  |  | 226800 | 3.5 | 0% | 0% | 0% | 100% | 10.9 | 105% | 11.45 | 5% | 3.68 | 4.6 | 643.1 | 217.12 |  |  | 0% | 0% | 0% | 0 | 0 | 0 | 0
| PVC conduit D25 |  | 111E-1 | m | 1680 | 0.61 | 1024.8 |  | 1600 | 0.4 | 672 | 111-3 |  |  |  | 12000 | 0.3 | 0% | 0% | 0% | 100% | 0.58 | 105% | 0.61 | 5% | 0.32 | 0.4 | 928 | 512 |  |  | 0% | 0% | 0% | 0 | 0 | 0 | 0
| Fittings and accessories |  | 111E-1 | lot | 1 | 283.55 | 283.55 |  | 1 | 36.54 | 36.54 | 111-5 | 30% |  | 278.4 |  | 27.84 | 0% | 0% | 0% | 97% | 270.05 | 105% | 283.55 | 5% | 29.23 | 36.54 | 270.05 | 29.23 |  |  | 0% | 0% | 0% | 0 | 0 | 0 | 0
| Hanger & Support |  | 121-1 | lot | 1 | 141.77 | 141.77 |  | 1 | 18.28 | 18.28 | 210-1 | 15% |  | 139.2 |  | 13.92 | 0% | 0% | 0% | 97% | 135.02 | 105% | 141.77 | 5% | 14.62 | 18.28 | 135.02 | 14.62 |  |  | 0% | 0% | 0% | 0 | 0 | 0 | 0
| Misc. & consumable |  | 159 | lot | 1 | 64.75 | 64.75 |  | 1 | 0 | 0 | 159 | 3% |  | 63.58 |  |  | 0% | 0% | 0% | 97% | 61.67 | 105% | 64.75 | 5% | 0 | 0 | 61.67 | 0 |  |  | 0% | 0% | 0% | 0 | 0 | 0 | 0
| LAN cable & wiring |  |  | lot | 1 | not included (by other) |  | By other | 1 | 0 | 0 | 159 | 3% |  |  |  |  | 0% | 0% | 0% | 0% | 0 | 105% | 0 | 5% | 0 | 0 | 0 | 0 |  |  | 0% | 0% | 0% | 0 | 0 | 0 | 0
[10 empty] | 0 | 0 | [9 empty] | 0% | 0 | 105% |  |  | 0 | 0 | 0 | 0
| Labor |  | 210 | set | 1 | 1104.02 | 1104.02 |  | 1 |  |  | 210 | [5 empty] | 0% | 0% | 0% | 5% | 0 | 105% | 0 | 5% | 0 | 0 | 0 | 0 |  |  | 0% | 0% | 0% | 0 | 0 | 0 | 0
[21 empty] | 0% | 0 | 105% |  |  | 0 | 0
| Sub-total 9 | [5 empty] | 3444.63 |  |  |  | 1104.02 | [6 empty] | 0% | 0% | 0% | 0% | 0 | 105% |  |  | 0 | 0 | 2180.9 | 857.61 | [6 empty] | 0 |  | 0
[21 empty] | 0% | 0 | 105% |  |  | 0 | 0
10 | PUBLIC ADDRESS SYSTEM | [16 empty] | 0% | 0% | 0% | 0% | 0 | 105% | 0 | 5% | 0 | 0 | 0 | 0 |  |  | 0% | 0% | 0% | 0 | 0 | 0 | 0
| Termination boxes |  | 182 | Nos | 1 | 285.18 | 285.18 |  | 1 | 19.69 | 19.69 | 182-1 |  |  | 280 |  | 15 | 0% | 0% | 0% | 97% | 271.6 | 105% | 285.18 | 5% | 15.75 | 19.69 | 271.6 | 15.75 |  |  | 0% | 0% | 0% | 0 | 0 | 0 | 0
| Public Address equipment | [19 empty] | 0% | 0 | 105%
| - Power Amplifier 360W | VP-1361 | 182 | Set | 3 | 1008.7 | 3026.1 |  | 3 |  |  | 182-1 |  |  |  | 19982000 | 15 | 0% | 0% | 0% | 100% | 960.67 | 105% | 1008.7 | 5% | 15.75 | 19.69 | 2882.01 | 47.25 |  |  | 0% | 0% | 0% | 0 | 0 | 0 | 0
| - Program Timer | TT-104B | 182 | Set | 1 | 398.04 | 398.04 |  | 1 |  |  | 182-1 |  |  |  | 7885000 | 15 | 0% | 0% | 0% | 100% | 379.09 | 105% | 398.04 | 5% | 15.75 | 19.69 | 379.09 | 15.75 |  |  | 0% | 0% | 0% | 0 | 0 | 0 | 0
| - Sound repeater | EV-20R | 182 | Set | 1 | 398.04 | 398.04 |  | 1 |  |  | 182-1 |  |  |  | 7885000 | 15 | 0% | 0% | 0% | 100% | 379.09 | 105% | 398.04 | 5% | 15.75 | 19.69 | 379.09 | 15.75 |  |  | 0% | 0% | 0% | 0 | 0 | 0 | 0
| - Speaker selector | SS-014Q | 182 | Set | 1 | 355.29 | 355.29 |  | 1 |  |  | 182-1 |  |  |  | 7038000 | 15 | 0% | 0% | 0% | 100% | 338.37 | 105% | 355.29 | 5% | 15.75 | 19.69 | 338.37 | 15.75 |  |  | 0% | 0% | 0% | 0 | 0 | 0 | 0
| - Remote Microphone | RM-1100 | 182 | Set | 1 | 733.54 | 733.54 |  | 1 |  |  | 182-1 |  |  |  | 14531000 | 15 | 0% | 0% | 0% | 100% | 698.61 | 105% | 733.54 | 5% | 15.75 | 19.69 | 698.61 | 15.75 |  |  | 0% | 0% | 0% | 0 | 0 | 0 | 0
| - Pre-amplifier | PP-025B | 182 | Set | 1 | 1458.89 | 1458.89 |  | 1 |  |  | 182-1 |  |  |  | 28900000 | 15 | 0% | 0% | 0% | 100% | 1389.42 | 105% | 1458.89 | 5% | 15.75 | 19.69 | 1389.42 | 15.75 |  |  | 0% | 0% | 0% | 0 | 0 | 0 | 0
| - Junction panel | JP-034 Q220 | 182 | Set | 1 | 1228.65 | 1228.65 |  | 1 |  |  | 182-1 |  |  |  | 24339000 | 15 | 0% | 0% | 0% | 100% | 1170.14 | 105% | 1228.65 | 5% | 15.75 | 19.69 | 1170.14 | 15.75 |  |  | 0% | 0% | 0% | 0 | 0 | 0 | 0
| - Cabinet Rack & Accessories |  | 182 | Set | 1 | 731.98 | 731.98 |  | 1 |  |  | 182-1 |  |  |  | 14500000 | 15 | 0% | 0% | 0% | 100% | 697.12 | 105% | 731.98 | 5% | 15.75 | 19.69 | 697.12 | 15.75 |  |  | 0% | 0% | 0% | 0 | 0 | 0 | 0
| Ceiling speaker 3W | PC-658R | 182 | Nos | 35 | 10.65 | 372.75 |  | 35 | 4.6 | 161 | 182-1 |  |  |  | 211000 | 3.5 | 0% | 0% | 0% | 100% | 10.14 | 105% | 10.65 | 5% | 3.68 | 4.6 | 354.9 | 128.8 |  |  | 0% | 0% | 0% | 0 | 0 | 0 | 0
| Volume control | AT-063 AP | 182 | Nos | 12 | 15.25 | 183 |  | 12 | 5.25 | 63 | 182-1 |  |  |  | 302000 | 4 | 0% | 0% | 0% | 100% | 14.52 | 105% | 15.25 | 5% | 4.2 | 5.25 | 174.24 | 50.4 |  |  | 0% | 0% | 0% | 0 | 0 | 0 | 0
| PVC conduit | DN25 | 111E-1 | m | 861 | 0.77 | 662.97 |  | 819.7 | 0.66 | 568.26 | 111-1 |  |  | 0.73 |  | 0.5 | 0% | 0% | 0% | 100% | 0.73 | 105% | 0.77 | 5% | 0.53 | 0.66 | 598.38 | 434.44 |  |  | 0% | 0% | 0% | 0 | 0 | 0 | 0
| PVC Flexible conduit | DN25 | 111E-3 | m | 88 | 0.74 | 65.12 |  | 84 | 0.66 | 58.08 | 111-1 |  |  | 0.7 |  | 0.5 | 0% | 0% | 0% | 100% | 0.7 | 105% | 0.74 | 5% | 0.53 | 0.66 | 58.8 | 44.52 |  |  |  | 0% | 0% | 0% | 0 | 0 | 0 | 0
| Fittings and accessories |  | 111E-3 | lot | 1 | 182.83 | 182.83 |  | 1 | 23.56 | 23.56 | 111-5 | 30% |  | 179.51 |  | 17.95 | 0% | 0% | 0% | 97% | 174.12 | 105% | 182.83 | 5% | 18.85 | 23.56 | 174.12 | 18.85 |  |  | 0% | 0% | 0% | 0 | 0 | 0 | 0
| Hanger & Support |  | 121-1 | lot | 1 | 91.42 | 91.42 |  | 1 | 11.79 | 11.79 | 121-1 | 15% |  | 89.76 |  | 8.98 | 0% | 0% | 0% | 97% | 87.07 | 105% | 91.42 | 5% | 9.43 | 11.79 | 87.07 | 9.43 |  |  | 0% | 0% | 0% | 0 | 0 | 0 | 0
| Cu/PVC/PVC 3C-1.5mm2 |  | 131 | m | 893 | 1.55 | 1384.15 |  | 850 | 0.66 | 589.38 | 131 |  |  | 1.48 |  | 0.5 | 0% | 0% | 0% | 100% | 1.48 | 105% | 1.55 | 5% | 0.53 | 0.66 | 1258 | 450.5 |  |  | 0% | 0% | 0% | 0 | 0 | 0 | 0
| Cu/PVC/PVC 2C-1.5mm2 |  | 131 | m | 263 | 1.55 | 407.65 |  | 250 | 0.66 | 173.58 | 131 |  |  | 1.48 |  | 0.5 | 0% | 0% | 0% | 100% | 1.48 | 105% | 1.55 | 5% | 0.53 | 0.66 | 370 | 132.5 |  |  | 0% | 0% | 0% | 0 | 0 | 0 | 0
| Misc. & consumable |  | 159 | lot | 1 | 333.39 | 333.39 |  | 1 | 42.96 | 42.96 | 159 | 3% |  | 327.33 |  | 32.733 | 0% | 0% | 0% | 97% | 317.51 | 105% | 333.39 | 5% | 34.37 | 42.96 | 317.51 | 34.37 |  |  | 0% | 0% | 0% | 0 | 0 | 0 | 0
| Testing & Commissioning |  | 300-2 | set | 1 | 91.67 | 91.67 |  | 1 | 26.25 | 26.25 | 300-2 |  |  | 90 |  | 20 | 0% | 0% | 0% | 97% | 87.3 | 105% | 91.67 | 5% | 21 | 26.25 | 87.3 | 21 |  |  | 0% | 0% | 0% | 0 | 0 | 0 | 0
[10 empty] | 0 | 0 | [9 empty] | 0% | 0 | 105% |  |  | 0 | 0 | 0 | 0
| Labor |  | 210 | set | 1 | 1737.55 | 1737.55 |  | 1 |  |  | 210 | [5 empty] | 0% | 0% | 0% | 5% | 0 | 105% | 0 | 5% | 0 | 0 | 0 | 0 |  |  | 0% | 0% | 0% | 0 | 0 | 0 | 0
[21 empty] | 0% | 0 | 105% |  |  | 0 | 0
| Sub-total 10 | [5 empty] | 14128.21 |  |  |  | 1737.55 | [9 empty] | 0% | 0 | 105% |  |  | 0 | 0 | 11685.77 | 1498.06 | [6 empty] | 0 |  | 0
[21 empty] | 0% | 0 | 105% |  |  | 0 | 0
11 | FIRE ALARM SYSTEM | [16 empty] | 0% | 0% | 0% | 0% | 0 | 105% | 0 | 5% | 0 | 0 | 0 | 0 |  |  | 0% | 0% | 0% | 0 | 0 | 0 | 0
| Lightning arrester unit with protector 220VAC, 40zones |  | 181 | nos | 1 | 1815.29 | 1815.29 |  | 1 | 39.38 | 39.38 | 181-1 |  |  |  | 35960000 | 30 | 0% | 0% | 0% | 100% | 1728.85 | 105% | 1815.29 | 5% | 31.5 | 39.38 | 1728.85 | 31.5 |  |  | 0% | 0% | 0% | 0 | 0 | 0 | 0
| Fire alarm panel 20 zone (Located in Office) |  | 181 | nos | 1 | 1410.94 | 1410.94 |  | 1 | 262.5 | 262.5 | 181-1 |  |  |  | 27950000 | 200 | 0% | 0% | 0% | 100% | 1343.75 | 105% | 1410.94 | 5% | 210 | 262.5 | 1343.75 | 210 |  |  | 0% | 0% | 0% | 0 | 0 | 0 | 0
| Combine box (including Lamp, bell and call point) |  | 181 | set | 7 | 97.68 | 683.76 |  | 7 | 7.88 | 55.16 | 181-1 |  |  |  | 1935000 | 6 | 0% | 0% | 0% | 100% | 93.03 | 105% | 97.68 | 5% | 6.3 | 7.88 | 651.21 | 44.1 |  |  | 0% | 0% | 0% | 0 | 0 | 0 | 0
| Smoke detector |  | 181 | set | 47 | 26.05 | 1224.35 |  | 47 | 5.25 | 246.75 | 181-1 |  |  |  | 516000 | 4 | 0% | 0% | 0% | 100% | 24.81 | 105% | 26.05 | 5% | 4.2 | 5.25 | 1166.07 | 197.4 |  |  | 0% | 0% | 0% | 0 | 0 | 0 | 0
| Heat detector |  | 181 | set | 2 | 14.11 | 28.22 |  | 2 | 5.25 | 10.5 | 181-1 |  |  |  | 279500 | 4 | 0% | 0% | 0% | 100% | 13.44 | 105% | 14.11 | 5% | 4.2 | 5.25 | 26.88 | 8.4 |  |  | 0% | 0% | 0% | 0 | 0 | 0 | 0
| GI conduit | EMT 1 | 111E-1 | m | 158 | 1.41 | 222.78 |  | 150 | 0.66 | 104.28 | 111-1 |  |  |  | 27800 | 0.5 | 0% | 0% | 0% | 100% | 1.34 | 105% | 1.41 | 5% | 0.53 | 0.66 | 201 | 79.5 |  |  | 0% | 0% | 0% | 0 | 0 | 0 | 0
| GI conduit | EMT 3/4 | 111E-1 | m | 533 | 1 | 533 |  | 508 | 0.66 | 351.78 | 111-1 |  |  |  | 19666.6667 | 0.5 | 0% | 0% | 0% | 100% | 0.95 | 105% | 1 | 5% | 0.53 | 0.66 | 482.6 | 269.24 |  |  | 0% | 0% | 0% | 0 | 0 | 0 | 0
| Fittings and accessories |  | 111E-3 | lot | 1 | 208.88 | 208.88 |  | 1 | 32.3 | 32.3 | 111-5 | 30% |  | 205.08 |  | 24.61 | 0% | 0% | 0% | 97% | 198.93 | 105% | 208.88 | 5% | 25.84 | 32.3 | 198.93 | 25.84 |  |  | 0% | 0% | 0% | 0 | 0 | 0 | 0
| Hanger & support |  | 121-1 | lot | 1 | 104.43 | 104.43 |  | 1 | 16.15 | 16.15 | 210-1 | 15% |  | 102.54 |  | 12.3 | 0% | 0% | 0% | 97% | 99.46 | 105% | 104.43 | 5% | 12.92 | 16.15 | 99.46 | 12.92 |  |  | 0% | 0% | 0% | 0 | 0 | 0 | 0
| Cu/PVC/PVC 20P-1.5mm2 | from FACP to Terminal box 1FL | 131 | m | 63 | 7.18 | 452.34 |  | 60 | 1.05 | 66.15 | 131 |  |  |  | 142200 | 0.8 | 0% | 0% | 0% | 100% | 6.84 | 105% | 7.18 | 5% | 0.84 | 1.05 | 410.4 | 50.4 |  |  | 0% | 0% | 0% | 0 | 0 | 0 | 0
| Cu/PVC/PVC 5P-1.5mm2 | for combination box | 131 | m | 263 | 1.93 | 507.59 |  | 250 | 0.79 | 207.77 | 131 |  |  |  | 38210 | 0.6 | 0% | 0% | 0% | 100% | 1.84 | 105% | 1.93 | 5% | 0.63 | 0.79 | 460 | 157.5 |  |  | 0% | 0% | 0% | 0 | 0 | 0 | 0
| Cu/PVC/PVC 2C-1.5mm2 | for smokes & heat detectors | 131 | m | 667 | 0.46 | 306.82 |  | 635 | 0.4 | 266.8 | 131 |  |  |  | 9150 | 0.3 | 0% | 0% | 0% | 100% | 0.44 | 105% | 0.46 | 5% | 0.32 | 0.4 | 279.4 | 203.2 |  |  | 0% | 0% | 0% | 0 | 0 | 0 | 0
| Misc. & consumable |  | 159 | lot | 1 | 358.95 | 358.95 |  | 1 | 55.5 | 55.5 | 159 | 5% |  | 352.43 |  | 42.29 | 0% | 0% | 0% | 97% | 341.86 | 105% | 358.95 | 5% | 44.4 | 55.5 | 341.86 | 44.4 |  |  | 0% | 0% | 0% | 0 | 0 | 0 | 0
| Testing & Commissioning |  | 300-2 | set | 1 | 203.7 | 203.7 |  | 1 | 0 | 0 | 300-2 |  |  | 200 |  |  | 0% | 0% | 0% | 97% | 194 | 105% | 203.7 | 5% | 0 | 0 | 194 | 0 |  |  | 0% | 0% | 0% | 0 | 0 | 0 | 0
[10 empty] | 0 | 0 | [9 empty] | 0% | 0 | 105% |  |  | 0 | 0 | 0 | 0
| Labor |  | 210 | set | 1 | 1715.02 | 1715.02 |  | 1 |  |  | 210 | [5 empty] | 0% | 0% | 0% | 5% | 0 | 105% | 0 | 5% | 0 | 0 | 0 | 0 |  |  | 0% | 0% | 0% | 0 | 0 | 0 | 0
[21 empty] | 0% | 0 | 105% |  |  | 0 | 0
| Sub-total 11 | [5 empty] | 9776.07 |  |  |  | 1715.02 | [9 empty] | 0% | 0 | 105% |  |  | 0 | 0 | 7584.41 | 1334.4 | [6 empty] | 0 |  | 0
[21 empty] | 0% | 0 | 105% |  |  | 0 | 0
C | EXTERNAL AREA (GUARD HOUSE, BIKE PARKING, CAR PARKING,..) | [19 empty] | 0% | 0 | 105%
[21 empty] | 0% | 0 | 105%
1 | HIGH VOLTAGE SYSTEM | [6 empty] | N.A | [12 empty] | 0% | 0 | 105%
[21 empty] | 0% | 0 | 105% |  |  | 0 | 0
| Sub-total 1 | [5 empty] | 0 |  |  |  | 0 | [6 empty] | 0% | 0% | 0% | 0% | 0 | 105% |  |  | 0 | 0 | 0 | 0 | [6 empty] | 0 |  | 0
[21 empty] | 0% | 0 | 105% |  |  | 0 | 0 | 0 | 0
2 | LV MAIN SYSTEM | [6 empty] | N.A |  | 0 | 0 | [6 empty] | 0% | 0% | 0% | 0% | 0 | 105% | 0 | 5% | 0 | 0 | 0 | 0 |  |  | 0% | 0% | 0% | 0 | 0 | 0 | 0
[21 empty] | 0% | 0 | 105% |  |  | 0 | 0 |  |  |  |  | 0% | 0% | 0% | 0 | 0 | 0 | 0
| Sub-total 2 | [5 empty] | 0 |  |  |  | 0 | [6 empty] | 0% | 0% | 0% | 0% | 0 | 105% |  |  | 0 | 0 | 0 | 0 | [6 empty] | 0 |  | 0
[21 empty] | 0% | 0 | 105% |  |  | 0 | 0
3 | SUBMAIN SYSTEM | [8 empty] | 0 | 0 | [6 empty] | 0% | 0% | 0% | 0% | 0 | 105% | 0 | 5% | 0 | 0 | 0 | 0 |  |  | 0% | 0% | 0% | 0 | 0 | 0 | 0
| Distribution boards | [8 empty] | 0 | 0 | [6 empty] | 0% | 0% | 0% | 0% | 0 | 105% | 0 | 5% | 0 | 0 | 0 | 0 |  |  | 0% | 0% | 0% | 0 | 0 | 0 | 0
| MCC-GH1 |  | 171-2 | No | 1 | 1447.29 | 1447.29 |  | 1 | 65.63 | 65.63 | 171-2 |  |  |  | 28670000 | 50 | 0% | 0% | 0% | 100% | 1378.37 | 105% | 1447.29 | 5% | 52.5 | 65.63 | 1378.37 | 52.5 | 1910.45 | 49.88 | 0% | 0% | 0% | 0 | 0 | 0 | 0
| MCC-GH2 |  | 171-2 | No | 1 | 1559.86 | 1559.86 |  | 1 | 65.63 | 65.63 | 171-2 |  |  |  | 30900000 | 50 | 0% | 0% | 0% | 100% | 1485.58 | 105% | 1559.86 | 5% | 52.5 | 65.63 | 1485.58 | 52.5 | 1910.45 | 49.88 | 0% | 0% | 0% | 0 | 0 | 0 | 0
| Support for above |  | 121-1 | lot | 1 | 87.51 | 87.51 |  | 1 | 22.55 | 22.55 | 210-1 | 3% |  | 85.92 |  | 17.184 | 0% | 0% | 0% | 97% | 83.34 | 105% | 87.51 | 5% | 18.04 | 22.55 | 83.34 | 18.04 |  |  | 0% | 0% | 0% | 0 | 0 | 0 | 0
| From MSB-1 To MCC-GH1 | 4C-25sqmm Al/XLPE/PVC + E PVC 16sqmm | 131-1 | m | 184 | 1.87 | 344.08 |  | 175 | 1.58 | 290.72 | 131 |  |  |  | 38070 | 1.2 | 0% | 0% | 0% | 97% | 1.78 | 105% | 1.87 | 5% | 1.26 | 1.58 | 311.5 | 220.5 |  |  | 0% | 0% | 0% | 0 | 0 | 0 | 0
| From MSB-1 To MCC-GH2 | 4C-50sqmm Al/XLPE/PVC + E PVC 25sqmm | 131-1 | m | 288 | 3.13 | 901.44 |  | 274 | 3.94 | 1134.72 | 131 |  |  |  | 63830 | 3 | 0% | 0% | 0% | 97% | 2.98 | 105% | 3.13 | 5% | 3.15 | 3.94 | 816.52 | 863.1 |  |  | 0% | 0% | 0% | 0 | 0 | 0 | 0
| Termination & support for above |  | 132-1 | lot | 1 | 31.73 | 31.73 |  | 1 | 8.18 | 8.18 | 132-1 | 10% |  | 31.15 |  | 6.23 | 0% | 0% | 0% | 97% | 30.22 | 105% | 31.73 | 5% | 6.54 | 8.18 | 30.22 | 6.54 |  |  | 0% | 0% | 0% | 0 | 0 | 0 | 0
| Trunking (Power coated paint) | W100xH100 | 121 | m | 21 | 9.14 | 191.94 |  | 20 | 1.58 | 33.18 | 121 |  |  |  | 181000 | 1.2 | 0% | 0% | 0% | 100% | 8.7 | 105% | 9.14 | 5% | 1.26 | 1.58 | 174 | 25.2 |  |  | 0% | 0% | 0% | 0 | 0 | 0 | 0
| Fittings for above |  | 121 | lot | 1 | 53.16 | 53.16 |  | 1 | 13.7 | 13.7 | 121-1 | 30% |  | 52.2 |  | 10.44 | 0% | 0% | 0% | 97% | 50.63 | 105% | 53.16 | 5% | 10.96 | 13.7 | 50.63 | 10.96 |  |  | 0% | 0% | 0% | 0 | 0 | 0 | 0
| Hanger and support for above |  | 121 | lot | 1 | 35.45 | 35.45 |  | 1 | 13.7 | 13.7 | 210-1 | 20% |  | 34.8 |  | 10.44 | 0% | 0% | 0% | 97% | 33.76 | 105% | 35.45 | 5% | 10.96 | 13.7 | 33.76 | 10.96 |  |  | 0% | 0% | 0% | 0 | 0 | 0 | 0
| Electric Flexible pipe | FEP D80 | 111E-4 | m | 110 | 2.79 | 306.9 |  | 110 | 1.31 | 144.1 | 171-1 |  |  |  | 55300 | 1 | 0% | 0% | 0% | 100% | 2.66 | 105% | 2.79 | 5% | 1.05 | 1.31 | 292.6 | 115.5 |  |  | 0% | 0% | 0% | 0 | 0 | 0 | 0
| Fittings for above |  | 111E-4 | lot | 1 | 59.6 | 59.6 |  | 1 | 15.36 | 15.36 | 171-1 | 20% |  | 58.52 |  | 11.704 | 0% | 0% | 0% | 97% | 56.76 | 105% | 59.6 | 5% | 12.29 | 15.36 | 56.76 | 12.29 |  |  | 0% | 0% | 0% | 0 | 0 | 0 | 0
| Manhole W/cover(Iron casting) | 1200Wx1200Lx1000D | 111-8 | set | 5 | 662.03 | 3310.15 |  | 5 | 196.88 | 984.4 | 171-1 |  |  | 650 |  | 150 | 0% | 0% | 0% | 97% | 630.5 | 105% | 662.03 | 5% | 157.5 | 196.88 | 3152.5 | 787.5 |  |  | 0% | 0% | 0% | 0 | 0 | 0 | 0
| Excavation & Backfilling |  | 210-1 | m3 | 100 | 8.62 | 862 |  | 100 | 4.81 | 481 | 171-1 |  |  |  | 176000 | 3.67 | 0% | 0% | 0% | 97% | 8.21 | 105% | 8.62 | 5% | 3.85 | 4.81 | 821 | 385 |  |  | 0% | 0% | 0% | 0 | 0 | 0 | 0
| Sand for backfilling |  | 210-1 | m3 | 17 | 12.48 | 212.16 |  | 17 | 10.44 | 177.48 | 171-1 |  |  |  | 255000 | 7.95 | 0% | 0% | 0% | 97% | 11.89 | 105% | 12.48 | 5% | 8.35 | 10.44 | 202.13 | 141.95 |  |  | 0% | 0% | 0% | 0 | 0 | 0 | 0
| Warning tape |  | 210-1 | m | 110 | 2.8 | 308 |  | 110 | 0.79 | 86.9 | 171-1 |  |  | 2.75 |  | 0.6 | 0% | 0% | 0% | 97% | 2.67 | 105% | 2.8 | 5% | 0.63 | 0.79 | 293.7 | 69.3 |  |  | 0% | 0% | 0% | 0 | 0 | 0 | 0
| Encasing Concrete for protection FEP crossing road |  | 210-1 | m3 | 7 | 95.74 | 670.18 |  | 7 | 39.38 | 275.66 | 171-1 |  |  | 94 |  | 30 | 0% | 0% | 0% | 97% | 91.18 | 105% | 95.74 | 5% | 31.5 | 39.38 | 638.26 | 220.5 |  |  | 0% | 0% | 0% | 0 | 0 | 0 | 0
[21 empty] | 0% | 0 | 105% |  |  | 0 | 0 | 0 | 0
| Labor |  | 210 | set | 1 | 3812.91 | 3812.91 |  | 1 | 0 | 0 | 210 | [5 empty] | 0% | 0% | 0% | 5% | 0 | 105% | 0 | 5% | 0 | 0 | 0 | 0 |  |  | 0% | 0% | 0% | 0 | 0 | 0 | 0
| Misc. & consumable |  | 159 | lot | 1 | 30.56 | 30.56 |  | 1 | 0 | 0 | 159 | 2% |  | 30 |  |  | 0% | 0% | 0% | 97% | 29.1 | 105% | 30.56 | 5% | 0 | 0 | 29.1 | 0 |  |  | 0% | 0% | 0% | 0 | 0 | 0 | 0
[21 empty] | 0% | 0 | 105% |  |  | 0 | 0
| Sub-total 3 | [5 empty] | 14224.92 |  |  |  | 3812.91 | [6 empty] | 0% | 0% | 0% | 0% | 0 | 105% |  |  | 0 | 0 | 9849.97 | 2992.34 | [6 empty] | 0 |  | 0
[21 empty] | 0% | 0 | 105% |  |  | 0 | 0
4 | POWER SUPPLY TO PRODUCTION | [6 empty] | N.A | [12 empty] | 0% | 0 | 105% |  |  | 0 | 0 | 0 | 0
[21 empty] | 0% | 0 | 105% |  |  | 0 | 0
| Sub-total 4 | [5 empty] | 0 |  |  |  | 0 | [6 empty] | 0% | 0% | 0% | 0% | 0 | 105% |  |  | 0 | 0 | 0 | 0 | [6 empty] | 0 |  | 0
[21 empty] | 0% | 0 | 105% |  |  | 0 | 0
5 | EMERGENCY POWER BACK-UP GENERATOR (Open type - Noise Level 105 dB) | [6 empty] | N.A | [12 empty] | 0% | 0 | 105% |  |  | 0 | 0 | 0 | 0
[10 empty] | 0 | 0 | [6 empty] | 0% | 0% | 0% | 0% | 0 | 105% | 0 | 5% | 0 | 0 | 0 | 0 |  |  | 0% | 0% | 0% | 0 | 0 | 0 | 0
| Sub-total 5 | [5 empty] | 0 |  |  |  | 0 | [6 empty] | 0% | 0% | 0% | 0% | 0 | 105% |  |  | 0 | 0 | 0 | 0 | [6 empty] | 0 |  | 0
[21 empty] | 0% | 0 | 105% |  |  | 0 | 0
6 | LIGHTING SYSTEM & SOCKET OUTLET | [16 empty] | 0% | 0% | 0% | 0% | 0 | 105% |  |  | 0 | 0 | 0 | 0
| Lighting Fixture FL36W x 2 Metal reflector & Moisture Proof Type |  | 161 | set | 30 | 18.48 | 554.4 |  | 30 | 4.6 | 138 | 161 |  |  |  | 366000 | 3.5 | 0% | 0% | 0% | 100% | 17.6 | 105% | 18.48 | 5% | 3.68 | 4.6 | 528 | 110.4 |  |  | 0% | 0% | 0% | 0 | 0 | 0 | 0
| Lighting Fixture FL 36W x2 V-shape |  | 161 | set | 12 | 14.37 | 172.44 |  | 12 | 4.6 | 55.2 | 161 |  |  |  | 284800 | 3.5 | 0% | 0% | 0% | 100% | 13.69 | 105% | 14.37 | 5% | 3.68 | 4.6 | 164.28 | 44.16 |  |  | 0% | 0% | 0% | 0 | 0 | 0 | 0
| Lighting Fixture FL 36W x1 Weather Proof type |  | 161 | set | 45 | 19.9 | 895.5 |  | 45 | 4.6 | 207 | 161 |  |  |  | 394200 | 3.5 | 0% | 0% | 0% | 100% | 18.95 | 105% | 19.9 | 5% | 3.68 | 4.6 | 852.75 | 165.6 |  |  | 0% | 0% | 0% | 0 | 0 | 0 | 0
| Street light (SON) 250W c/w pole 6m |  | 161 | set | 13 | 224.74 | 2921.62 |  | 13 | 45.94 | 597.22 | 161 |  |  |  | 4452000 | 35 | 0% | 0% | 0% | 100% | 214.04 | 105% | 224.74 | 5% | 36.75 | 45.94 | 2782.52 | 477.75 |  |  | 0% | 0% | 0% | 0 | 0 | 0 | 0
| Angle bolt c/w concrete foundation |  | 121-1 | set | 13 | 108.17 | 1406.21 |  | 13 | 15.75 | 204.75 | 161 |  |  |  | 2209000 | 12 | 0% | 0% | 0% | 97% | 103.02 | 105% | 108.17 | 5% | 12.6 | 15.75 | 1339.26 | 163.8 |  |  | 0% | 0% | 0% | 0 | 0 | 0 | 0
| Single Switch 1 Gang 1 way |  | 141-1 | nos | 6 | 1.43 | 8.58 |  | 6 | 2.63 | 15.78 | 141-1 |  |  |  | 29200 | 2 | 0% | 0% | 0% | 97% | 1.36 | 105% | 1.43 | 5% | 2.1 | 2.63 | 8.16 | 12.6 |  |  | 0% | 0% | 0% | 0 | 0 | 0 | 0
| Single Switch 1 Gang 1 way (WP) |  | 141-1 | nos | 4 | 18.28 | 73.12 |  | 4 | 3.94 | 15.76 | 141-1 |  |  |  | 373300 | 3 | 0% | 0% | 0% | 97% | 17.41 | 105% | 18.28 | 5% | 3.15 | 3.94 | 69.64 | 12.6 |  |  | 0% | 0% | 0% | 0 | 0 | 0 | 0
| Pull box | 100x100x50 | 111-6 | m | 4 | 10.77 | 43.08 |  | 4 | 1.31 | 5.24 | 121 |  |  |  | 220000 | 1 | 0% | 0% | 0% | 97% | 10.26 | 105% | 10.77 | 5% | 1.05 | 1.31 | 41.04 | 4.2 |  |  | 0% | 0% | 0% | 0 | 0 | 0 | 0
| PVC conduit | DN25 | 111E-1 | m | 593 | 0.61 | 361.73 |  | 565 | 0.79 | 468.47 | 111-1 |  |  |  | 12000 | 0.6 | 0% | 0% | 0% | 100% | 0.58 | 105% | 0.61 | 5% | 0.63 | 0.79 | 327.7 | 355.95 |  |  | 0% | 0% | 0% | 0 | 0 | 0 | 0
| Flexible conduit | DN25 | 111E-3 | m | 77 | 0.23 | 17.71 |  | 73.45 | 0.14 | 10.78 | 111-1 |  |  |  | 4600 | 0.1 | 0% | 0% | 0% | 100% | 0.22 | 105% | 0.23 | 5% | 0.11 | 0.14 | 16.16 | 8.08 |  |  | 0% | 0% | 0% | 0 | 0 | 0 | 0
| Fittings and accessories |  | 111E-3 | lot | 1 | 117.61 | 117.61 |  | 1 | 18.19 | 18.19 | 111-5 | 30% |  | 115.47 |  | 13.86 | 0% | 0% | 0% | 97% | 112.01 | 105% | 117.61 | 5% | 14.55 | 18.19 | 112.01 | 14.55 |  |  | 0% | 0% | 0% | 0 | 0 | 0 | 0
| Hanger and support |  | 121-1 | lot | 1 | 58.81 | 58.81 |  | 1 | 9.1 | 9.1 | 210-1 | 15% |  | 57.74 |  | 6.93 | 0% | 0% | 0% | 97% | 56.01 | 105% | 58.81 | 5% | 7.28 | 9.1 | 56.01 | 7.28 |  |  | 0% | 0% | 0% | 0 | 0 | 0 | 0
| Electric Flexible pipe | FEP D50 | 111E-4 | m | 640 | 1.48 | 947.2 |  | 640 | 0.93 | 595.2 | 171-1 |  |  |  | 29300 | 0.7 | 0% | 0% | 0% | 100% | 1.41 | 105% | 1.48 | 5% | 0.74 | 0.93 | 902.4 | 473.6 |  |  | 0% | 0% | 0% | 0 | 0 | 0 | 0
| Fittings for above |  | 111E-4 | lot | 1 | 183.82 | 183.82 |  | 1 | 47.38 | 47.38 | 171-1 | 20% |  | 180.48 |  | 36.096 | 0% | 0% | 0% | 97% | 175.07 | 105% | 183.82 | 5% | 37.9 | 47.38 | 175.07 | 37.9 |  |  | 0% | 0% | 0% | 0 | 0 | 0 | 0
| Excavation & Backfilling |  | 210-1 | m3 | 256 | 8.62 | 2206.72 |  | 256 | 4.81 | 1231.36 | 171-1 |  |  |  | 176000 | 3.67 | 0% | 0% | 0% | 97% | 8.21 | 105% | 8.62 | 5% | 3.85 | 4.81 | 2101.76 | 985.6 |  |  | 0% | 0% | 0% | 0 | 0 | 0 | 0
| Sand for backfilling |  | 210-1 | m3 | 51 | 12.48 | 636.48 |  | 51 | 10.44 | 532.44 | 171-1 |  |  |  | 255000 | 7.95 | 0% | 0% | 0% | 97% | 11.89 | 105% | 12.48 | 5% | 8.35 | 10.44 | 606.39 | 425.85 |  |  | 0% | 0% | 0% | 0 | 0 | 0 | 0
| Warning tape |  | 210-1 | m | 640 | 2.8 | 1792 |  | 640 | 0.79 | 505.6 | 171-1 |  |  | 2.75 |  | 0.6 | 0% | 0% | 0% | 97% | 2.67 | 105% | 2.8 | 5% | 0.63 | 0.79 | 1708.8 | 403.2 |  |  | 0% | 0% | 0% | 0 | 0 | 0 | 0
| Encasing Concrete for protection FEP crossing road |  | 210-1 | m3 | 4 | 95.74 | 382.96 |  | 4 | 39.38 | 157.52 | 171-1 |  |  | 94 |  | 30 | 0% | 0% | 0% | 97% | 91.18 | 105% | 95.74 | 5% | 31.5 | 39.38 | 364.72 | 126 |  |  | 0% | 0% | 0% | 0 | 0 | 0 | 0
| Cable | Cu/XLPE/DSTA/PVC 3C-6mm2 | 131 | m | 821 | 2.4 | 1970.4 |  | 782 | 1.31 | 1075.51 | 131 |  |  |  | 47650 | 1 | 0% | 0% | 0% | 100% | 2.29 | 105% | 2.4 | 5% | 1.05 | 1.31 | 1790.78 | 821.1 |  |  | 0% | 0% | 0% | 0 | 0 | 0 | 0
| Cable | Cu/PVC/PVC 3C-2.5mm2 | 131 | m | 105 | 0.91 | 95.55 |  | 100 | 0.14 | 14.7 | 131 |  |  |  | 18000 | 0.1 | 0% | 0% | 0% | 100% | 0.87 | 105% | 0.91 | 5% | 0.11 | 0.14 | 87 | 11 |  |  | 0% | 0% | 0% | 0 | 0 | 0 | 0
| Cable | Cu/PVC 3x1C-2.5mm2 | 131 | m | 772 | 0.71 | 548.12 |  | 735 | 0.14 | 108.08 | 131 |  |  |  | 14100 | 0.1 | 0% | 0% | 0% | 100% | 0.68 | 105% | 0.71 | 5% | 0.11 | 0.14 | 499.8 | 80.85 |  |  | 0% | 0% | 0% | 0 | 0 | 0 | 0
| Termination & support for above |  | 132-1 | lot | 1 | 96.86 | 96.86 |  | 1 | 12.49 | 12.49 | 132-1 | 4% |  | 95.1 |  | 9.51 | 0% | 0% | 0% | 97% | 92.25 | 105% | 96.86 | 5% | 9.99 | 12.49 | 92.25 | 9.99 |  |  | 0% | 0% | 0% | 0 | 0 | 0 | 0
[21 empty] | 0% | 0 | 105% |  |  | 0 | 0 | 0 | 0
| General Socket Outlet | [19 empty] | 0% | 0 | 105% |  |  | 0 | 0 | 0 | 0
| Double socket outlet, 3pins | 250V 16A | 141-1 | set | 5 | 3.84 | 19.2 |  | 5 | 3.94 | 19.7 | 141-1 |  |  |  | 76090 | 3 | 0% | 0% | 0% | 100% | 3.66 | 105% | 3.84 | 5% | 3.15 | 3.94 | 18.3 | 15.75 |  |  | 0% | 0% | 0% | 0 | 0 | 0 | 0
| PVC conduit | DN25 | 111E-1 | m | 19 | 0.61 | 11.59 |  | 18 | 0.4 | 7.6 | 111-1 |  |  |  | 12000 | 0.3 | 0% | 0% | 0% | 100% | 0.58 | 105% | 0.61 | 5% | 0.32 | 0.4 | 10.44 | 5.76 |  |  | 0% | 0% | 0% | 0 | 0 | 0 | 0
| Fittings and accessories |  | 111E-1 | lot | 1 | 4.79 | 4.79 |  | 1 | 0.61 | 0.61 | 111-5 | 45% |  | 4.7 |  | 0.47 | 0% | 0% | 0% | 97% | 4.56 | 105% | 4.79 | 5% | 0.49 | 0.61 | 4.56 | 0.49 |  |  | 0% | 0% | 0% | 0 | 0 | 0 | 0
| Hanger and support |  | 121-1 | lot | 1 | 1.6 | 1.6 |  | 1 | 0.21 | 0.21 | 210-1 | 15% |  | 1.57 |  | 0.16 | 0% | 0% | 0% | 97% | 1.52 | 105% | 1.6 | 5% | 0.17 | 0.21 | 1.52 | 0.17 |  |  | 0% | 0% | 0% | 0 | 0 | 0 | 0
| Cable | Cu/PVC 3x 4mm2 | 131 | m | 44 | 1.16 | 51.04 |  | 42 | 0.26 | 11.44 | 131 |  |  |  | 22800 | 0.2 | 0% | 0% | 0% | 100% | 1.1 | 105% | 1.16 | 5% | 0.21 | 0.26 | 46.2 | 8.82 |  |  | 0% | 0% | 0% | 0 | 0 | 0 | 0
| Termination & support for above |  | 132-1 | lot | 1 | 1.42 | 1.42 |  | 1 | 0.19 | 0.19 | 132-1 | 3% |  | 1.39 |  | 0.14 | 0% | 0% | 0% | 97% | 1.35 | 105% | 1.42 | 5% | 0.15 | 0.19 | 1.35 | 0.15 |  |  | 0% | 0% | 0% | 0 | 0 | 0 | 0
| Misc. & consumable |  | 159 | lot | 1 | 4.2 | 4.2 |  | 1 | 0.81 | 0.81 | 159 | 5% |  | 4.12 |  | 0.618 | 0% | 0% | 0% | 97% | 4 | 105% | 4.2 | 5% | 0.65 | 0.81 | 4 | 0.65 |  |  | 0% | 0% | 0% | 0 | 0 | 0 | 0
[10 empty] | 0 | 0 | [9 empty] | 0% | 0 | 105% |  |  | 0 | 0 | 0 | 0
| Labor |  | 210 | set | 1 | 6066.33 | 6066.33 |  | 1 |  |  | 210 | [5 empty] | 0% | 0% | 0% | 5% | 0 | 105% | 0 | 5% | 0 | 0 | 0 | 0 |  |  | 0% | 0% | 0% | 0 | 0 | 0 | 0
[21 empty] | 0% | 0 | 105% |  |  | 0 | 0
| Sub-total 6 | [5 empty] | 21651.09 |  |  |  | 6066.33 | [6 empty] | 0% | 0% | 0% | 0% | 0 | 105% |  |  | 0 | 0 | 14712.87 | 4783.85 | [6 empty] | 0 |  | 0
[21 empty] | 0% | 0 | 105% |  |  | 0 | 0
7 | ELECTRICAL FOR MECHANICAL EQUIPMENT (A.C, FAN, GATE MOTOR., PUMPS) | [16 empty] | 0% | 0% | 0% | 0% | 0 | 105% |  |  | 0 | 0 | 0 | 0
| Isolator for WWTP | 3P 100A | 141-3 | set | 1 | 384.3 | 384.3 |  | 1 | 7.88 | 7.88 | 141-3 |  |  | 366 |  | 6 | 0% | 0% | 0% | 100% | 366 | 105% | 384.3 | 5% | 6.3 | 7.88 | 366 | 6.3 |  |  | 0% | 0% | 0% | 0 | 0 | 0 | 0
| Isolator | 3P 20A | 141-3 | set | 1 | 35.7 | 35.7 |  | 1 | 5.25 | 5.25 | 141-3 |  |  | 34 |  | 4 | 0% | 0% | 0% | 100% | 34 | 105% | 35.7 | 5% | 4.2 | 5.25 | 34 | 4.2 |  |  | 0% | 0% | 0% | 0 | 0 | 0 | 0
| Isolator for GH air conditioner | 2P 20A | 141-3 | set | 2 | 31.5 | 63 |  | 2 | 5.25 | 10.5 | 141-3 |  |  | 30 |  | 4 | 0% | 0% | 0% | 100% | 30 | 105% | 31.5 | 5% | 4.2 | 5.25 | 60 | 8.4 |  |  | 0% | 0% | 0% | 0 | 0 | 0 | 0
| Switch 1way 1 gang with neon lamp | 220V 16A | 141-1 | set | 2 | 8.69 | 17.38 |  | 2 | 4.6 | 9.2 | 141-1 |  |  |  | 177600 | 3.5 | 0% | 0% | 0% | 97% | 8.28 | 105% | 8.69 | 5% | 3.68 | 4.6 | 16.56 | 7.36 |  |  | 0% | 0% | 0% | 0 | 0 | 0 | 0
| Junction box |  | 111-6 | set | 1 | 25.46 | 25.46 |  | 1 | 4.6 | 4.6 | 141-1 |  |  | 25 |  | 3.5 | 0% | 0% | 0% | 97% | 24.25 | 105% | 25.46 | 5% | 3.68 | 4.6 | 24.25 | 3.68 |  |  | 0% | 0% | 0% | 0 | 0 | 0 | 0
| Trunking with cover | W75xH50 | 121 | m | 11 | 3.62 | 39.82 |  | 10 | 1.05 | 11.55 | 121 |  |  |  | 74000 | 0.8 | 0% | 0% | 0% | 97% | 3.45 | 105% | 3.62 | 5% | 0.84 | 1.05 | 34.5 | 8.4 |  |  | 0% | 0% | 0% | 0 | 0 | 0 | 0
| PVC conduit | DN25 | 111E-1 | m | 23 | 3.1 | 71.3 |  | 22 | 0.79 | 18.17 | 111-1 |  |  | 2.95 |  | 0.6 | 0% | 0% | 0% | 100% | 2.95 | 105% | 3.1 | 5% | 0.63 | 0.79 | 64.9 | 13.86 |  |  | 0% | 0% | 0% | 0 | 0 | 0 | 0
| Electric Flexible pipe | FEP D80 | 111E-3 | set | 43 | 3.54 | 152.22 |  | 43 | 1.31 | 56.33 | 171-1 |  |  |  | 70000 | 1 | 0% | 0% | 0% | 100% | 3.37 | 105% | 3.54 | 5% | 1.05 | 1.31 | 144.91 | 45.15 |  |  | 0% | 0% | 0% | 0 | 0 | 0 | 0
| Flexible pipe | FEP D40 | 111E-3 | m | 158 | 1.08 | 170.64 |  | 150 | 0.4 | 63.2 | 111-1 |  |  |  | 21400 | 0.3 | 0% | 0% | 0% | 100% | 1.03 | 105% | 1.08 | 5% | 0.32 | 0.4 | 154.5 | 48 |  |  |  | 0% | 0% | 0% | 0 | 0 | 0 | 0
| Fittings and accessories |  | 111E-3 | lot | 1 | 121.85 | 121.85 |  | 1 | 31.4 | 31.4 | 111-5 | 30% |  | 119.64 |  | 23.928 | 0% | 0% | 0% | 97% | 116.05 | 105% | 121.85 | 5% | 25.12 | 31.4 | 116.05 | 25.12 |  |  | 0% | 0% | 0% | 0 | 0 | 0 | 0
| Hanger and support |  | 121-1 | lot | 1 | 60.93 | 60.93 |  | 1 | 23.55 | 23.55 | 210-1 | 15% |  | 59.82 |  | 17.946 | 0% | 0% | 0% | 97% | 58.03 | 105% | 60.93 | 5% | 18.84 | 23.55 | 58.03 | 18.84 |  |  | 0% | 0% | 0% | 0 | 0 | 0 | 0
| Cable for WWTP | 4C-50sqmm Al/XLPE/PVC + E 1C-25sqmm Al/PVC | 131 | m | 58 | 3.22 | 186.76 |  | 55 | 1.68 | 97.44 | 131 |  |  |  | 63830 | 1.6 | 0% | 0% | 0% | 100% | 3.07 | 105% | 3.22 | 5% | 1.68 | 1.68 | 168.85 | 92.4 |  |  | 0% | 0% | 0% | 0 | 0 | 0 | 0
| Cable | Cu/PVC/PVC 4C-4mm2 | 131 | m | 63 | 1.87 | 117.81 |  | 60 | 0.4 | 25.2 | 131 |  |  |  | 37100 | 0.3 | 0% | 0% | 0% | 100% | 1.78 | 105% | 1.87 | 5% | 0.32 | 0.4 | 106.8 | 19.2 |  |  | 0% | 0% | 0% | 0 | 0 | 0 | 0
| Cable | Cu/PVC/PVC 4C-2.5mm2 | 131 | m | 221 | 1.19 | 262.99 |  | 210 | 0.14 | 30.94 | 131 |  |  |  | 23500 | 0.1 | 0% | 0% | 0% | 100% | 1.13 | 105% | 1.19 | 5% | 0.11 | 0.14 | 237.3 | 23.1 |  |  | 0% | 0% | 0% | 0 | 0 | 0 | 0
[10 empty] | 0 | 0 | [6 empty] | 0% | 0% | 0% | 0% | 0 | 105% |  |  | 0 | 0 | 0 | 0
| Labor |  | 210 | set | 1 | 395.21 | 395.21 |  | 1 |  |  | 210 | [5 empty] | 0% | 0% | 0% | 5% | 0 | 105% | 0 | 5% | 0 | 0 | 0 | 0 |  |  | 0% | 0% | 0% | 0 | 0 | 0 | 0
[21 empty] | 0% | 0 | 105% |  |  | 0 | 0 |  | 0
| Sub-total 7 | [5 empty] | 2105.37 |  |  |  | 395.21 | [6 empty] | 0% | 0% | 0% | 0% | 0 | 105% |  |  | 0 | 0 | 1586.65 | 324.01 | [6 empty] | 0 |  | 0
[21 empty] | 0% | 0 | 105% |  |  | 0 | 0 |  | 0
8 | TELEPHONE SYSTEM EMPTY CONDUIT | [16 empty] | 0% | 0% | 0% | 0% | 0 | 105% | 0 | 5% | 0 | 0 | 0 | 0 |  |  | 0% | 0% | 0% | 0 | 0 | 0 | 0
| Termination panel in GH 1 |  | 186 | nos | 1 | 171.38 | 171.38 |  | 1 | 39.38 | 39.38 | 111-5 |  |  |  | 3500000 | 30 | 0% | 0% | 0% | 97% | 163.22 | 105% | 171.38 | 5% | 31.5 | 39.38 | 163.22 | 31.5 |  |  | 0% | 0% | 0% | 0 | 0 | 0 | 0
| Telephone outlet wall mounted RJ11 |  | 186 | nos | 2 | 3.53 | 7.06 |  | 2 | 3.94 | 7.88 | 111-5 |  |  |  | 69800 | 3 | 0% | 0% | 0% | 100% | 3.36 | 105% | 3.53 | 5% | 3.15 | 3.94 | 6.72 | 6.3 |  |  | 0% | 0% | 0% | 0 | 0 | 0 | 0
| PVC conduit | DN25 | 111E-1 | m | 21 | 2.1 | 44.1 |  | 20 | 0.79 | 16.59 | 111-1 |  |  | 2 |  | 0.6 | 0% | 0% | 0% | 100% | 2 | 105% | 2.1 | 5% | 0.63 | 0.79 | 40 | 12.6 |  |  | 0% | 0% | 0% | 0 | 0 | 0 | 0
| Fittings & Accessories |  | 111E-1 | lot | 1 | 12.22 | 12.22 |  | 1 | 1.58 | 1.58 | 121-1 | 30% |  | 12 |  | 1.2 | 0% | 0% | 0% | 97% | 11.64 | 105% | 12.22 | 5% | 1.26 | 1.58 | 11.64 | 1.26 |  |  | 0% | 0% | 0% | 0 | 0 | 0 | 0
| Hanger & Support |  | 121-1 | lot | 1 | 6.11 | 6.11 |  | 1 | 0.79 | 0.79 | 121-1 | 15% |  | 6 |  | 0.6 | 0% | 0% | 0% | 97% | 5.82 | 105% | 6.11 | 5% | 0.63 | 0.79 | 5.82 | 0.63 |  |  | 0% | 0% | 0% | 0 | 0 | 0 | 0
| Telephone cable & wiring |  | 186 | lot | 1 | not included (by other) |  | By other | 1 | 0 | 0 | 159 | [5 empty] | 0% | 0% | 0% | 97% | 0 | 105% | 0 | 5% | 0 | 0 | 0 | 0 |  |  | 0% | 0% | 0% | 0 | 0 | 0 | 0
| Electric Flexible pipe | FEP D50 | 111E-3 | m | 110 | 1.48 | 162.8 |  | 110 | 0.93 | 102.3 | 171-1 |  |  |  | 29300 | 0.7 | 0% | 0% | 0% | 100% | 1.41 | 105% | 1.48 | 5% | 0.74 | 0.93 | 155.1 | 81.4 |  |  | 0% | 0% | 0% | 0 | 0 | 0 | 0
| Fittings for above |  | 111E-3 | set | 1 | 5.26 | 5.26 |  | 1 | 1.36 | 1.36 | 171-1 | 20% |  | 5.17 |  | 1.034 | 0% | 0% | 0% | 97% | 5.01 | 105% | 5.26 | 5% | 1.09 | 1.36 | 5.01 | 1.09 |  |  | 0% | 0% | 0% | 0 | 0 | 0 | 0
| Misc. & consumable |  | 159 | lot | 1 | 11.58 | 11.58 |  | 1 | 1.5 | 1.5 | 159 | 5% |  | 11.37 |  | 1.14 | 0% | 0% | 0% | 97% | 11.03 | 105% | 11.58 | 5% | 1.2 | 1.5 | 11.03 | 1.2 |  |  | 0% | 0% | 0% | 0 | 0 | 0 | 0
[10 empty] | 0 | 0 | [9 empty] | 0% | 0 | 105% |  |  | 0 | 0 | 0 | 0
| Labor |  | 210 | set | 1 | 171.38 | 171.38 |  | 1 |  |  | 210 | [5 empty] | 0% | 0% | 0% | 5% | 0 | 105% | 0 | 5% | 0 | 0 | 0 | 0 |  |  | 0% | 0% | 0% | 0 | 0 | 0 | 0
[21 empty] | 0% | 0 | 105% |  |  | 0 | 0
| Sub-total 8 | [5 empty] | 591.89 |  |  |  | 171.38 | [6 empty] | 0% | 0% | 0% | 0% | 0 | 105% |  |  | 0 | 0 | 398.54 | 135.98 | [6 empty] | 0 |  | 0
[21 empty] | 0% | 0 | 105% |  |  | 0 | 0 | 0 | 0
9 | LAN SYSTEM EMPTY CONDUIT | [16 empty] | 0% | 0% | 0% | 0% | 0 | 105% | 0 | 5% | 0 | 0 | 0 | 0 |  |  | 0% | 0% | 0% | 0 | 0 | 0 | 0
| Main Server, Patch panel, Cabinet rack,… |  | 186 | nos |  | not included (by other) |  | By other |  |  |  | 186 | [5 empty] | 0% | 0% | 0% | 97% | 0 | 105% | 0 | 5% | 0 | 0 | 0 | 0 |  |  | 0% | 0% | 0% | 0 | 0 | 0 | 0
| LAN outlet wall mounted RJ45 |  | 186 | nos | 3 | 6.53 | 19.59 |  | 3 | 4.6 | 13.8 | 111-5 |  |  |  | 129300 | 3.5 | 0% | 0% | 0% | 100% | 6.22 | 105% | 6.53 | 5% | 3.68 | 4.6 | 18.66 | 11.04 |  |  | 0% | 0% | 0% | 0 | 0 | 0 | 0
| PVC conduit | DN25 | 111E-1 | m | 21 | 2.1 | 44.1 |  | 20 | 0.79 | 16.59 | 111-1 |  |  | 2 |  | 0.6 | 0% | 0% | 0% | 100% | 2 | 105% | 2.1 | 5% | 0.63 | 0.79 | 40 | 12.6 |  |  | 0% | 0% | 0% | 0 | 0 | 0 | 0
| Fittings and accessories |  | 111E-1 | lot | 1 | 12.22 | 12.22 |  | 1 | 1.58 | 1.58 | 111-5 | 30% |  | 12 |  | 1.2 | 0% | 0% | 0% | 97% | 11.64 | 105% | 12.22 | 5% | 1.26 | 1.58 | 11.64 | 1.26 |  |  | 0% | 0% | 0% | 0 | 0 | 0 | 0
| Hanger & Support |  | 121-1 | lot | 1 | 6.11 | 6.11 |  | 1 | 0.79 | 0.79 | 210-1 | 15% |  | 6 |  | 0.6 | 0% | 0% | 0% | 97% | 5.82 | 105% | 6.11 | 5% | 0.63 | 0.79 | 5.82 | 0.63 |  |  | 0% | 0% | 0% | 0 | 0 | 0 | 0
| Misc. & consumable |  | 159 | lot | 1 | 2.32 | 2.32 |  | 1 | 0 | 0 | 159 | 3% |  | 2.28 |  |  | 0% | 0% | 0% | 97% | 2.21 | 105% | 2.32 | 5% | 0 | 0 | 2.21 | 0 |  |  | 0% | 0% | 0% | 0 | 0 | 0 | 0
| LAN cable & wiring |  |  | lot | 1 | not included (by other) |  | By other | 1 | 0 | 0 | 159 | 3% |  |  |  |  | 0% | 0% | 0% | 0% | 0 | 105% | 0 | 5% | 0 | 0 | 0 | 0 |  |  | 0% | 0% | 0% | 0 | 0 | 0 | 0
[10 empty] | 0 | 0 | [9 empty] | 0% | 0 | 105% |  |  | 0 | 0 | 0 | 0
| Labor |  | 210 | set | 1 | 32.76 | 32.76 |  | 1 |  |  | 210 | [5 empty] | 0% | 0% | 0% | 5% | 0 | 105% | 0 | 5% | 0 | 0 | 0 | 0 |  |  | 0% | 0% | 0% | 0 | 0 | 0 | 0
[21 empty] | 0% | 0 | 105% |  |  | 0 | 0
| Sub-total 9 | [5 empty] | 117.1 |  |  |  | 32.76 | [6 empty] | 0% | 0% | 0% | 0% | 0 | 105% |  |  | 0 | 0 | 78.33 | 25.53 | [6 empty] | 0 |  | 0
[21 empty] | 0% | 0 | 105% |  |  | 0 | 0
10 | PUBLIC ADDRESS SYSTEM | [16 empty] | 0% | 0% | 0% | 0% | 0 | 105% | 0 | 5% | 0 | 0 | 0 | 0 |  |  | 0% | 0% | 0% | 0 | 0 | 0 | 0
| Termination boxes |  | 182 | Nos | 1 | included in Telephone system |  |  | 1 | 6.56 | 6.56 | 182-1 |  |  |  |  | 5 | 0% | 0% | 0% | 100% | 0 | 105% | 0 | 5% | 5.25 | 6.56 | 0 | 5.25 |  |  | 0% | 0% | 0% | 0 | 0 | 0 | 0
| Ceiling speaker 3W | PC-648R | 182 | Nos | 2 | 9.94 | 19.88 |  | 2 | 4.6 | 9.2 | 182-1 |  |  |  | 197000 | 3.5 | 0% | 0% | 0% | 100% | 9.47 | 105% | 9.94 | 5% | 3.68 | 4.6 | 18.94 | 7.36 |  |  | 0% | 0% | 0% | 0 | 0 | 0 | 0
| PVC conduit | DN25 | 111E-1 | m | 21 | 2.1 | 44.1 |  | 20 | 0.79 | 16.59 | 111-1 |  |  | 2 |  | 0.6 | 0% | 0% | 0% | 100% | 2 | 105% | 2.1 | 5% | 0.63 | 0.79 | 40 | 12.6 |  |  | 0% | 0% | 0% | 0 | 0 | 0 | 0
| Fittings and accessories |  | 111E-3 | lot | 1 | 12.22 | 12.22 |  | 1 | 1.58 | 1.58 | 111-5 | 30% |  | 12 |  | 1.2 | 0% | 0% | 0% | 97% | 11.64 | 105% | 12.22 | 5% | 1.26 | 1.58 | 11.64 | 1.26 |  |  | 0% | 0% | 0% | 0 | 0 | 0 | 0
| Hanger & Support |  | 121-1 | lot | 1 | 6.11 | 6.11 |  | 1 | 0.79 | 0.79 | 121-1 | 15% |  | 6 |  | 0.6 | 0% | 0% | 0% | 97% | 5.82 | 105% | 6.11 | 5% | 0.63 | 0.79 | 5.82 | 0.63 |  |  | 0% | 0% | 0% | 0 | 0 | 0 | 0
| Electric Flexible pipe | FEP D50 | 111E-4 | set | 110 | 1.44 | 158.4 |  | 110 | 0.93 | 102.3 | 171-1 |  |  |  | 29300 | 0.7 | 0% | 0% | 0% | 97% | 1.37 | 105% | 1.44 | 5% | 0.74 | 0.93 | 150.7 | 81.4 |  |  | 0% | 0% | 0% | 0 | 0 | 0 | 0
| Cu/PVC/PVC 2C-1.5mm2 | for speakers in GHs | 131 | m | 147 | 0.46 | 67.62 |  | 140 | 0.66 | 97.02 | 131 |  |  |  | 9150 | 0.5 | 0% | 0% | 0% | 100% | 0.44 | 105% | 0.46 | 5% | 0.53 | 0.66 | 61.6 | 74.2 |  |  | 0% | 0% | 0% | 0 | 0 | 0 | 0
| Misc. & consumable |  | 159 | lot | 1 | 8.82 | 8.82 |  | 1 | 1.14 | 1.14 | 159 | 3% |  | 8.66 |  | 0.866 | 0% | 0% | 0% | 97% | 8.4 | 105% | 8.82 | 5% | 0.91 | 1.14 | 8.4 | 0.91 |  |  | 0% | 0% | 0% | 0 | 0 | 0 | 0
| Testing & Commissioning |  | 300-2 | set | 1 | 91.67 | 91.67 |  | 1 | 26.25 | 26.25 | 300-2 |  |  | 90 |  | 20 | 0% | 0% | 0% | 97% | 87.3 | 105% | 91.67 | 5% | 21 | 26.25 | 87.3 | 21 |  |  | 0% | 0% | 0% | 0 | 0 | 0 | 0
[21 empty] | 0% |  | 105%
| Labor |  | 210 | set | 1 | 261.43 | 261.43 |  | 1 |  |  | 210 | [5 empty] | 0% | 0% | 0% | 5% | 0 | 105% | 0 | 5% | 0 | 0 | 0 | 0 |  |  | 0% | 0% | 0% | 0 | 0 | 0 | 0
[21 empty] | 0% | 0 | 105% |  |  | 0 | 0
| Sub-total 10 | [5 empty] | 670.25 |  |  |  | 261.43 | [9 empty] | 0% | 0 | 105% |  |  | 0 | 0 | 384.4 | 204.61 | [6 empty] | 0 |  | 0
[21 empty] | 0% | 0 | 105% |  |  | 0 | 0
11 | FIRE ALARM SYSTEM | [16 empty] | 0% | 0% | 0% | 0% | 0 | 105% | 0 | 5% | 0 | 0 | 0 | 0 |  |  | 0% | 0% | 0% | 0 | 0 | 0 | 0
| Termination boxes |  | 181 | nos | 1 | included in Telephone system |  |  | 1 | 39.38 | 39.38 | 181-1 |  |  |  |  | 30 | 0% | 0% | 0% | 100% | 0 | 105% | 0 | 5% | 31.5 | 39.38 | 0 | 31.5 |  |  | 0% | 0% | 0% | 0 | 0 | 0 | 0
| Fire Alarm Annunciator |  | 181 | set | 1 | 488.4 | 488.4 |  | 1 | 26.25 | 26.25 | 181-1 |  |  |  | 9675000 | 20 | 0% | 0% | 0% | 100% | 465.14 | 105% | 488.4 | 5% | 21 | 26.25 | 465.14 | 21 |  |  | 0% | 0% | 0% | 0 | 0 | 0 | 0
| Electric Flexible pipe | FEP D50 | 111E-4 | set | 110 | 1.48 | 162.8 |  | 110 | 0.93 | 102.3 | 171-1 |  |  |  | 29300 | 0.7 | 0% | 0% | 0% | 100% | 1.41 | 105% | 1.48 | 5% | 0.74 | 0.93 | 155.1 | 81.4 |  |  | 0% | 0% | 0% | 0 | 0 | 0 | 0
| PVC conduit | DN25 | 111E-1 | m | 21 | 2.1 | 44.1 |  | 20 | 0.79 | 16.59 | 111-1 |  |  | 2 |  | 0.6 | 0% | 0% | 0% | 100% | 2 | 105% | 2.1 | 5% | 0.63 | 0.79 | 40 | 12.6 |  |  | 0% | 0% | 0% | 0 | 0 | 0 | 0
| Fittings and accessories |  | 111E-3 | lot | 1 | 12.22 | 12.22 |  | 1 | 1.58 | 1.58 | 111-5 | 30% |  | 12 |  | 1.2 | 0% | 0% | 0% | 97% | 11.64 | 105% | 12.22 | 5% | 1.26 | 1.58 | 11.64 | 1.26 |  |  | 0% | 0% | 0% | 0 | 0 | 0 | 0
| Cu/PVC/PVC 20P-1.5mm2 | For annunciator panel | 131 | m | 137 | 7.17 | 982.29 |  | 130 | 1.98 | 271.26 | 131 |  |  |  | 142000 | 1.5 | 0% | 0% | 0% | 100% | 6.83 | 105% | 7.17 | 5% | 1.58 | 1.98 | 887.9 | 205.4 |  |  | 0% | 0% | 0% | 0 | 0 | 0 | 0
| Cu/PVC/PVC 2C-1.5mm2 | For smoke detector in GH 1&2 | 131 | m | 147 | 0.46 | 67.62 |  | 140 | 0.66 | 97.02 | 131 |  |  |  | 9150 | 0.5 | 0% | 0% | 0% | 100% | 0.44 | 105% | 0.46 | 5% | 0.53 | 0.66 | 61.6 | 74.2 |  |  | 0% | 0% | 0% | 0 | 0 | 0 | 0
| Termination for above |  | 132-1 | lot | 1 | 27.13 | 27.13 |  | 1 | 4.2 | 4.2 | 131 | 3% |  | 26.64 |  | 3.2 | 0% | 0% | 0% | 97% | 25.84 | 105% | 27.13 | 5% | 3.36 | 4.2 | 25.84 | 3.36 |  |  | 0% | 0% | 0% | 0 | 0 | 0 | 0
| Misc. & consumable |  | 159 | lot | 1 | 79.43 | 79.43 |  | 1 | 12.29 | 12.29 | 159 | 5% |  | 77.99 |  | 9.36 | 0% | 0% | 0% | 97% | 75.65 | 105% | 79.43 | 5% | 9.83 | 12.29 | 75.65 | 9.83 |  |  | 0% | 0% | 0% | 0 | 0 | 0 | 0
| Testing & Commissioning |  | 300-2 | set | 1 | 203.7 | 203.7 |  | 1 | 0 | 0 | 300-2 |  |  | 200 |  |  | 0% | 0% | 0% | 97% | 194 | 105% | 203.7 | 5% | 0 | 0 | 194 | 0 |  |  | 0% | 0% | 0% | 0 | 0 | 0 | 0
[10 empty] | 0 | 0 | [9 empty] | 0% | 0 | 105% |  |  | 0 | 0 | 0 | 0
| Labor |  | 210 | set | 1 | 570.87 | 570.87 |  | 1 |  |  | 210 | [5 empty] | 0% | 0% | 0% | 5% | 0 | 105% | 0 | 5% | 0 | 0 | 0 | 0 |  |  | 0% | 0% | 0% | 0 | 0 | 0 | 0
[21 empty] | 0% | 0 | 105% |  |  | 0 | 0
| Sub-total 11 | [5 empty] | 2638.56 |  |  |  | 570.87 | [9 empty] | 0% | 0 | 105% |  |  | 0 | 0 | 1916.87 | 440.55 | [6 empty] | 0 |  | 0
[7 empty] | 1077848 | [20 empty] | 818807 | 153396 | [6 empty] | 0 |  | 0
| GI conduit | EMT 1 1/2 | 2616 | m
| GI conduit | EMT 1 | 3968 | m
| GI conduit | EMT 3/4 | 4411 | m
| GI conduit | DN25 - E25 | 208 | m
| GI Flexible conduit | DN50 | 53 | m
| GI Flexible conduit | DN32 | 555 | m
| GI Flexible conduit | DN25 | 589 | m
| PVC conduit | DN32 | 2102 | m
| PVC conduit | DN25 | 20841 | m
| PVC flexible conduit | DN32 | 53 | m
| PVC flexible conduit | DN25 | 360 | m

## Elect Maker
${projectName} | [5 empty] | ${clientName}
ELECTRICAL SYSTEM
ITEM | 工 事 項 目 |  | 機種番号 | ﾒｰｶｰ名 | 納期 | 備 考
| System | Nhóm Vật Tư | Model No | Maker | Delivery | Remarks